## Inputs
Input | Description | Unit | Value
Type | Type of Building |  | Non residential
VS | annual average daily incident solar energy on surface | Btu/sft.day | 500
Zone orientation | orientation of zone |  | West
Vertical fenestration area | area of vertical fenestration | sft | 9
Opaque area | total opaque area of all walls in the zone | sft | 391
Gross wall area | total gross area of all walls and vertical fenestration in the zone, including opaque and fenestration areas | sft | 400
Roof area | area of roof | sft | 100
DR | average daily temperature range for the warmest month | F | 25
Uow | area average of U-factors of opaque walls (including those of mass construction) in the zone | Btu/h.sft.F | Variable for the study
Uvf | U-value for the vertical fenestration | Btu/h.sft.F | 3.3
Uroof | U value of roof | Btu/h.sft.F | 0.27 | 80 | 48
Ufloor | U value of floor | Btu/h.sft.F | 0.4 |  | 26.6667
SHGC | SHGC for vertical fenestration |  | 0.25
CDD50 | cooling degree days | Base 50F.days | 9711.0525 | 65 | 33
CDD65 | cooling degree days | Base 65F.days | 4862.2725 |  | 18.3333
CDH80 | cooling degree hours | Base 80F.hour | 38617.5
HDD50 | heating degree days | Base 50F.days | 1.47
HDD65 | heating degree days | Base 65F.days | 627.69
FAF | Floor area factor | 1000/CFA sft | 10
Insulation position | position of insulation in the wall |  | Exterior
HC | heat capacity of wall | Btu/sft.F | 20
Floor type | type of floor |  | slab on grade floor

## Calculation
Roof |  | Wall | [14 empty] | Glass
U -value (Btu/Hr-Sqft-'F) | HVAC_roof | U -value (Btu/Hr-Sqft-'F) | SHMC | HLU | HLUO | HLXUO | HLM | HEAT | SCMC | CLU | CLUO | CLXUO | CLM | COOL | HVAC_wall | EPF | U -value (Btu/Hr-Sqft-'F) | EPF(Glass)
0.05 | 0.47227 | 0.05 | -332.2742 | -0.64784 | 354.8622 | -3.3231 | -81749.1567 | -627.3061 | 7684.3189 | 343.9477 | -65.6797 | 601.4733 | 2040454.2357 | 11116.451 | 10489.145 | 176323.08 | 0.05 | 36876.4162
0.06 | 0.56673 | 0.06 | -369.5833 | -0.77741 | 383.0351 | -3.0786 | -91069.3078 | -698.5666 | 7687.8744 | 412.7373 | -70.8941 | 557.234 | 2041398.3318 | 11121.6989 | 10423.1323 | 175664.3813 | 1 | 36780.7712
0.07 | 0.66118 | 0.07 | -406.8922 | -0.90698 | 411.2079 | -2.8677 | -100417.9011 | -770.0455 | 7691.4298 | 481.5268 | -76.1085 | 519.0566 | 2042342.4279 | 11126.9797 | 10356.9342 | 175003.8049 | 1.5 | 36730.4502
0.08 | 0.75564 | 0.08 | -444.201 | -1.0365 | 439.3807 | -2.6838 | -109794.93 | -841.7427 | 7694.9853 | 550.3164 | -81.3228 | 485.775 | 2043286.524 | 11132.2872 | 10290.5445 | 174341.2967 | 2 | 36680.1406
0.09 | 0.85009 | 0.09 | -481.5096 | -1.1661 | 467.5535 | -2.5221 | -119200.3863 | -913.658 | 7698.5407 | 619.1059 | -86.5372 | 456.5043 | 2044230.6201 | 11137.6165 | 10223.9585 | 173676.8161 | 2.5 | 36629.8416
0.1 | 0.94455 | 0.1 | -518.818 | -1.2957 | 495.7263 | -2.3788 | -128634.2589 | -985.7915 | 7702.0962 | 687.8955 | -91.7516 | 430.5605 | 2045174.7162 | 11142.964 | 10157.1725 | 173010.3319 | 3 | 36579.5524
0.11 | 1.039 | 0.11 | -556.126 | -1.4252 | 523.8992 | -2.2509 | -138096.5335 | -1058.1428 | 7705.6516 | 756.685 | -96.9659 | 407.407 | 2046118.8123 | 11148.3267 | 10090.1839 | 172341.82 | 3.3 | 36549.3833
0.12 | 1.1335 | 0.12 | -593.4337 | -1.5548 | 552.072 | -2.136 | -147587.1909 | -1130.712 | 7709.2071 | 825.4745 | -102.1803 | 386.6166 | 2047062.9083 | 11153.7022 | 10022.9903 | 171671.262 | 3.5 | 36529.2723
0.13 | 1.2279 | 0.13 | -630.741 | -1.6844 | 580.2448 | -2.0323 | -157106.206 | -1203.4986 | 7712.7626 | 894.2641 | -107.3947 | 367.845 | 2048007.0044 | 11159.0888 | 9955.5901 | 170998.6437 | 3.7 | 36509.1626
0.14 | 1.3224 | 0.14 | -668.0476 | -1.814 | 608.4176 | -1.9382 | -166653.5455 | -1276.5026 | 7716.318 | 963.0536 | -112.609 | 350.8119 | 2048951.1005 | 11164.4848 | 9887.9821 | 170323.9545 | 4 | 36479.0006
0.15 | 1.4168 | 0.15 | -705.3535 | -1.9435 | 636.5904 | -1.8524 | -176229.1644 | -1349.7235 | 7719.8735 | 1031.8432 | -117.8234 | 335.2865 | 2049895.1966 | 11169.889 | 9820.1654 | 169647.1872 | 4.5 | 36428.7369
0.2 | 1.8891 | 0.2 | -891.8592 | -2.5914 | 777.4545 | -1.5168 | -224528.3636 | -1719.0583 | 7737.6507 | 1375.7909 | -143.8953 | 274.5372 | 2054615.677 | 11197.002 | 9477.9437 | 166232.1455 | 4.8 | 36398.5822
0.3 | 2.8336 | 0.3 | -1263.7841 | -3.887 | 1059.1827 | -1.1134 | -322984.2445 | -2471.9749 | 7773.2012 | 2063.6864 | -196.0389 | 201.514 | 2064055.5592 | 11251.4862 | 8779.5113 | 159263.3127 | 5 | 36378.4804
0.33 | 3.117 | 0.33 | -1373.1971 | -4.2757 | 1143.7012 | -1.0311 | -352518.8766 | -2697.8338 | 7661.8002 | 2270.055 | -211.6821 | 186.6223 | 2034474.728 | 11091.3172 | 8393.4834 | 155374.1329
0.35 | 3.3059 | 0.35 | -1443.2314 | -4.5349 | 1200.0468 | -0.98267 | -371599.1335 | -2843.7322 | 138.3194 | 2407.6341 | -222.1108 | 177.8599 | 36728.6153 | 210.239 | -2633.4933 | 43018.4731
0.38 | 3.5893 | 0.38 | -1533.436 | -4.9236 | 1284.5653 | -0.91801 | -396580.2193 | -3034.6702 | -132.835 | 2614.0027 | -237.7539 | 166.1575 | -35272.3108 | -180.9749 | -3215.6451 | 37123.7926
0.4 | 3.7782 | 0.4 | -1563.6684 | -5.1827 | 1340.9109 | -0.87944 | -405592.3852 | -3103.3565 | -125.7258 | 2751.5818 | -248.1826 | 159.1755 | -33384.5732 | -170.0379 | -3273.3943 | 36549.3833

## Sheet3
CDH base 27C | 0 | 0 | 291 | 2080 | 3863 | 4544 | 3261 | 2329 | 1911 | 926 | 217 | 0 | 19422
CDD base 18C | 0 | 5 | 122 | 308 | 427 | 455 | 412 | 371 | 339 | 228 | 53 | 0 | 2720

## Sheet1
Temperature
15.2 | -11.8 | 0 | 59.36 | -21.24 | 0 | 27 | 80.6
15.2 | -11.8 | 0 | 59.36 | -21.24 | 0
15.2 | -11.8 | 0 | 59.36 | -21.24 | 0
15.2 | -11.8 | 0 | 59.36 | -21.24 | 0
15 | -12 | 0 | 59 | -21.6 | 0
15 | -12 | 0 | 59 | -21.6 | 0
14.2 | -12.8 | 0 | 57.56 | -23.04 | 0
14 | -13 | 0 | 57.2 | -23.4 | 0
13.5 | -13.5 | 0 | 56.3 | -24.3 | 0
13.5 | -13.5 | 0 | 56.3 | -24.3 | 0
13.4 | -13.6 | 0 | 56.12 | -24.48 | 0
13 | -14 | 0 | 55.4 | -25.2 | 0
13 | -14 | 0 | 55.4 | -25.2 | 0
13 | -14 | 0 | 55.4 | -25.2 | 0
12.5 | -14.5 | 0 | 54.5 | -26.1 | 0
12.5 | -14.5 | 0 | 54.5 | -26.1 | 0
12.7 | -14.3 | 0 | 54.86 | -25.74 | 0
12.5 | -14.5 | 0 | 54.5 | -26.1 | 0
11.5 | -15.5 | 0 | 52.7 | -27.9 | 0
10.8 | -16.2 | 0 | 51.44 | -29.16 | 0
10 | -17 | 0 | 50 | -30.6 | 0
9.8 | -17.2 | 0 | 49.64 | -30.96 | 0
9.3 | -17.7 | 0 | 48.74 | -31.86 | 0
9.2 | -17.8 | 0 | 48.56 | -32.04 | 0
8.2 | -18.8 | 0 | 46.76 | -33.84 | 0
8.2 | -18.8 | 0 | 46.76 | -33.84 | 0
8.2 | -18.8 | 0 | 46.76 | -33.84 | 0
8 | -19 | 0 | 46.4 | -34.2 | 0
8.1 | -18.9 | 0 | 46.58 | -34.02 | 0
8.8 | -18.2 | 0 | 47.84 | -32.76 | 0
9 | -18 | 0 | 48.2 | -32.4 | 0
9 | -18 | 0 | 48.2 | -32.4 | 0
10 | -17 | 0 | 50 | -30.6 | 0
12 | -15 | 0 | 53.6 | -27 | 0
13.8 | -13.2 | 0 | 56.84 | -23.76 | 0
15.6 | -11.4 | 0 | 60.08 | -20.52 | 0
15.7 | -11.3 | 0 | 60.26 | -20.34 | 0
15.7 | -11.3 | 0 | 60.26 | -20.34 | 0
16.5 | -10.5 | 0 | 61.7 | -18.9 | 0
16.5 | -10.5 | 0 | 61.7 | -18.9 | 0
15.6 | -11.4 | 0 | 60.08 | -20.52 | 0
14.2 | -12.8 | 0 | 57.56 | -23.04 | 0
12.7 | -14.3 | 0 | 54.86 | -25.74 | 0
11.6 | -15.4 | 0 | 52.88 | -27.72 | 0
11 | -16 | 0 | 51.8 | -28.8 | 0
10.4 | -16.6 | 0 | 50.72 | -29.88 | 0
9.7 | -17.3 | 0 | 49.46 | -31.14 | 0
8.2 | -18.8 | 0 | 46.76 | -33.84 | 0
9.3 | -17.7 | 0 | 48.74 | -31.86 | 0
9.8 | -17.2 | 0 | 49.64 | -30.96 | 0
10.1 | -16.9 | 0 | 50.18 | -30.42 | 0
10.2 | -16.8 | 0 | 50.36 | -30.24 | 0
10.2 | -16.8 | 0 | 50.36 | -30.24 | 0
10.2 | -16.8 | 0 | 50.36 | -30.24 | 0
10.2 | -16.8 | 0 | 50.36 | -30.24 | 0
10.2 | -16.8 | 0 | 50.36 | -30.24 | 0
9.8 | -17.2 | 0 | 49.64 | -30.96 | 0
10 | -17 | 0 | 50 | -30.6 | 0
10.3 | -16.7 | 0 | 50.54 | -30.06 | 0
11.5 | -15.5 | 0 | 52.7 | -27.9 | 0
12.3 | -14.7 | 0 | 54.14 | -26.46 | 0
12.8 | -14.2 | 0 | 55.04 | -25.56 | 0
13 | -14 | 0 | 55.4 | -25.2 | 0
13.2 | -13.8 | 0 | 55.76 | -24.84 | 0
13.2 | -13.8 | 0 | 55.76 | -24.84 | 0
13.3 | -13.7 | 0 | 55.94 | -24.66 | 0
13.2 | -13.8 | 0 | 55.76 | -24.84 | 0
13 | -14 | 0 | 55.4 | -25.2 | 0
12.8 | -14.2 | 0 | 55.04 | -25.56 | 0
12.8 | -14.2 | 0 | 55.04 | -25.56 | 0
12.4 | -14.6 | 0 | 54.32 | -26.28 | 0
12.3 | -14.7 | 0 | 54.14 | -26.46 | 0
12.3 | -14.7 | 0 | 54.14 | -26.46 | 0
12.3 | -14.7 | 0 | 54.14 | -26.46 | 0
12.4 | -14.6 | 0 | 54.32 | -26.28 | 0
12.4 | -14.6 | 0 | 54.32 | -26.28 | 0
12.2 | -14.8 | 0 | 53.96 | -26.64 | 0
12.2 | -14.8 | 0 | 53.96 | -26.64 | 0
12 | -15 | 0 | 53.6 | -27 | 0
12 | -15 | 0 | 53.6 | -27 | 0
11.4 | -15.6 | 0 | 52.52 | -28.08 | 0
11.4 | -15.6 | 0 | 52.52 | -28.08 | 0
11.6 | -15.4 | 0 | 52.88 | -27.72 | 0
11.8 | -15.2 | 0 | 53.24 | -27.36 | 0
12 | -15 | 0 | 53.6 | -27 | 0
12 | -15 | 0 | 53.6 | -27 | 0
11.8 | -15.2 | 0 | 53.24 | -27.36 | 0
11.8 | -15.2 | 0 | 53.24 | -27.36 | 0
11.8 | -15.2 | 0 | 53.24 | -27.36 | 0
12 | -15 | 0 | 53.6 | -27 | 0
11.8 | -15.2 | 0 | 53.24 | -27.36 | 0
11.6 | -15.4 | 0 | 52.88 | -27.72 | 0
11.6 | -15.4 | 0 | 52.88 | -27.72 | 0
11.4 | -15.6 | 0 | 52.52 | -28.08 | 0
11.4 | -15.6 | 0 | 52.52 | -28.08 | 0
11.2 | -15.8 | 0 | 52.16 | -28.44 | 0
11 | -16 | 0 | 51.8 | -28.8 | 0
10.8 | -16.2 | 0 | 51.44 | -29.16 | 0
10.8 | -16.2 | 0 | 51.44 | -29.16 | 0
10.8 | -16.2 | 0 | 51.44 | -29.16 | 0
10.9 | -16.1 | 0 | 51.62 | -28.98 | 0
11 | -16 | 0 | 51.8 | -28.8 | 0
10 | -17 | 0 | 50 | -30.6 | 0
10 | -17 | 0 | 50 | -30.6 | 0
10.2 | -16.8 | 0 | 50.36 | -30.24 | 0
11 | -16 | 0 | 51.8 | -28.8 | 0
12.1 | -14.9 | 0 | 53.78 | -26.82 | 0
12.7 | -14.3 | 0 | 54.86 | -25.74 | 0
13.7 | -13.3 | 0 | 56.66 | -23.94 | 0
14.2 | -12.8 | 0 | 57.56 | -23.04 | 0
14.6 | -12.4 | 0 | 58.28 | -22.32 | 0
14.6 | -12.4 | 0 | 58.28 | -22.32 | 0
14.1 | -12.9 | 0 | 57.38 | -23.22 | 0
13.8 | -13.2 | 0 | 56.84 | -23.76 | 0
12 | -15 | 0 | 53.6 | -27 | 0
10.8 | -16.2 | 0 | 51.44 | -29.16 | 0
10.1 | -16.9 | 0 | 50.18 | -30.42 | 0
9.6 | -17.4 | 0 | 49.28 | -31.32 | 0
9.6 | -17.4 | 0 | 49.28 | -31.32 | 0
9.6 | -17.4 | 0 | 49.28 | -31.32 | 0
9.6 | -17.4 | 0 | 49.28 | -31.32 | 0
9.6 | -17.4 | 0 | 49.28 | -31.32 | 0
9.6 | -17.4 | 0 | 49.28 | -31.32 | 0
8.8 | -18.2 | 0 | 47.84 | -32.76 | 0
8.6 | -18.4 | 0 | 47.48 | -33.12 | 0
8.6 | -18.4 | 0 | 47.48 | -33.12 | 0
8.8 | -18.2 | 0 | 47.84 | -32.76 | 0
9 | -18 | 0 | 48.2 | -32.4 | 0
9.5 | -17.5 | 0 | 49.1 | -31.5 | 0
12 | -15 | 0 | 53.6 | -27 | 0
13.2 | -13.8 | 0 | 55.76 | -24.84 | 0
14.6 | -12.4 | 0 | 58.28 | -22.32 | 0
15 | -12 | 0 | 59 | -21.6 | 0
16 | -11 | 0 | 60.8 | -19.8 | 0
16.2 | -10.8 | 0 | 61.16 | -19.44 | 0
16 | -11 | 0 | 60.8 | -19.8 | 0
15 | -12 | 0 | 59 | -21.6 | 0
14 | -13 | 0 | 57.2 | -23.4 | 0
12.8 | -14.2 | 0 | 55.04 | -25.56 | 0
12.1 | -14.9 | 0 | 53.78 | -26.82 | 0
12 | -15 | 0 | 53.6 | -27 | 0
11.4 | -15.6 | 0 | 52.52 | -28.08 | 0
10.4 | -16.6 | 0 | 50.72 | -29.88 | 0
9.6 | -17.4 | 0 | 49.28 | -31.32 | 0
8.8 | -18.2 | 0 | 47.84 | -32.76 | 0
7.6 | -19.4 | 0 | 45.68 | -34.92 | 0
7 | -20 | 0 | 44.6 | -36 | 0
6.5 | -20.5 | 0 | 43.7 | -36.9 | 0
6 | -21 | 0 | 42.8 | -37.8 | 0
6 | -21 | 0 | 42.8 | -37.8 | 0
5.8 | -21.2 | 0 | 42.44 | -38.16 | 0
5.6 | -21.4 | 0 | 42.08 | -38.52 | 0
8 | -19 | 0 | 46.4 | -34.2 | 0
11.5 | -15.5 | 0 | 52.7 | -27.9 | 0
13.3 | -13.7 | 0 | 55.94 | -24.66 | 0
14.6 | -12.4 | 0 | 58.28 | -22.32 | 0
16.4 | -10.6 | 0 | 61.52 | -19.08 | 0
16.6 | -10.4 | 0 | 61.88 | -18.72 | 0
16.5 | -10.5 | 0 | 61.7 | -18.9 | 0
16.5 | -10.5 | 0 | 61.7 | -18.9 | 0
15.4 | -11.6 | 0 | 59.72 | -20.88 | 0
13.5 | -13.5 | 0 | 56.3 | -24.3 | 0
11.4 | -15.6 | 0 | 52.52 | -28.08 | 0
10 | -17 | 0 | 50 | -30.6 | 0
9.2 | -17.8 | 0 | 48.56 | -32.04 | 0
8.5 | -18.5 | 0 | 47.3 | -33.3 | 0
8 | -19 | 0 | 46.4 | -34.2 | 0
7.8 | -19.2 | 0 | 46.04 | -34.56 | 0
7.4 | -19.6 | 0 | 45.32 | -35.28 | 0
7.3 | -19.7 | 0 | 45.14 | -35.46 | 0
7 | -20 | 0 | 44.6 | -36 | 0
7 | -20 | 0 | 44.6 | -36 | 0
7 | -20 | 0 | 44.6 | -36 | 0
6.7 | -20.3 | 0 | 44.06 | -36.54 | 0
6.2 | -20.8 | 0 | 43.16 | -37.44 | 0
6 | -21 | 0 | 42.8 | -37.8 | 0
6.6 | -20.4 | 0 | 43.88 | -36.72 | 0
7 | -20 | 0 | 44.6 | -36 | 0
8.6 | -18.4 | 0 | 47.48 | -33.12 | 0
11.6 | -15.4 | 0 | 52.88 | -27.72 | 0
13.4 | -13.6 | 0 | 56.12 | -24.48 | 0
14.6 | -12.4 | 0 | 58.28 | -22.32 | 0
15 | -12 | 0 | 59 | -21.6 | 0
15 | -12 | 0 | 59 | -21.6 | 0
14.6 | -12.4 | 0 | 58.28 | -22.32 | 0
13 | -14 | 0 | 55.4 | -25.2 | 0
11.4 | -15.6 | 0 | 52.52 | -28.08 | 0
10 | -17 | 0 | 50 | -30.6 | 0
9.2 | -17.8 | 0 | 48.56 | -32.04 | 0
8.6 | -18.4 | 0 | 47.48 | -33.12 | 0
8.6 | -18.4 | 0 | 47.48 | -33.12 | 0
8.2 | -18.8 | 0 | 46.76 | -33.84 | 0
8.2 | -18.8 | 0 | 46.76 | -33.84 | 0
8.3 | -18.7 | 0 | 46.94 | -33.66 | 0
8.3 | -18.7 | 0 | 46.94 | -33.66 | 0
8.3 | -18.7 | 0 | 46.94 | -33.66 | 0
8 | -19 | 0 | 46.4 | -34.2 | 0
7.8 | -19.2 | 0 | 46.04 | -34.56 | 0
7.6 | -19.4 | 0 | 45.68 | -34.92 | 0
7.6 | -19.4 | 0 | 45.68 | -34.92 | 0
7.5 | -19.5 | 0 | 45.5 | -35.1 | 0
7.5 | -19.5 | 0 | 45.5 | -35.1 | 0
8.6 | -18.4 | 0 | 47.48 | -33.12 | 0
10.2 | -16.8 | 0 | 50.36 | -30.24 | 0
12 | -15 | 0 | 53.6 | -27 | 0
13.2 | -13.8 | 0 | 55.76 | -24.84 | 0
13.2 | -13.8 | 0 | 55.76 | -24.84 | 0
13.6 | -13.4 | 0 | 56.48 | -24.12 | 0
13.3 | -13.7 | 0 | 55.94 | -24.66 | 0
13.2 | -13.8 | 0 | 55.76 | -24.84 | 0
11.7 | -15.3 | 0 | 53.06 | -27.54 | 0
10.5 | -16.5 | 0 | 50.9 | -29.7 | 0
9.5 | -17.5 | 0 | 49.1 | -31.5 | 0
8.5 | -18.5 | 0 | 47.3 | -33.3 | 0
8.4 | -18.6 | 0 | 47.12 | -33.48 | 0
8.4 | -18.6 | 0 | 47.12 | -33.48 | 0
8.1 | -18.9 | 0 | 46.58 | -34.02 | 0
8.1 | -18.9 | 0 | 46.58 | -34.02 | 0
8 | -19 | 0 | 46.4 | -34.2 | 0
8 | -19 | 0 | 46.4 | -34.2 | 0
8 | -19 | 0 | 46.4 | -34.2 | 0
8 | -19 | 0 | 46.4 | -34.2 | 0
8 | -19 | 0 | 46.4 | -34.2 | 0
8 | -19 | 0 | 46.4 | -34.2 | 0
7.7 | -19.3 | 0 | 45.86 | -34.74 | 0
7.5 | -19.5 | 0 | 45.5 | -35.1 | 0
9 | -18 | 0 | 48.2 | -32.4 | 0
10.6 | -16.4 | 0 | 51.08 | -29.52 | 0
13 | -14 | 0 | 55.4 | -25.2 | 0
13.8 | -13.2 | 0 | 56.84 | -23.76 | 0
15.2 | -11.8 | 0 | 59.36 | -21.24 | 0
15.3 | -11.7 | 0 | 59.54 | -21.06 | 0
15 | -12 | 0 | 59 | -21.6 | 0
13.3 | -13.7 | 0 | 55.94 | -24.66 | 0
11.5 | -15.5 | 0 | 52.7 | -27.9 | 0
10.3 | -16.7 | 0 | 50.54 | -30.06 | 0
9.3 | -17.7 | 0 | 48.74 | -31.86 | 0
8.5 | -18.5 | 0 | 47.3 | -33.3 | 0
7.8 | -19.2 | 0 | 46.04 | -34.56 | 0
7.3 | -19.7 | 0 | 45.14 | -35.46 | 0
6.8 | -20.2 | 0 | 44.24 | -36.36 | 0
6.3 | -20.7 | 0 | 43.34 | -37.26 | 0
5.7 | -21.3 | 0 | 42.26 | -38.34 | 0
5.5 | -21.5 | 0 | 41.9 | -38.7 | 0
5.8 | -21.2 | 0 | 42.44 | -38.16 | 0
5.8 | -21.2 | 0 | 42.44 | -38.16 | 0
5.8 | -21.2 | 0 | 42.44 | -38.16 | 0
5.8 | -21.2 | 0 | 42.44 | -38.16 | 0
9.3 | -17.7 | 0 | 48.74 | -31.86 | 0
12.6 | -14.4 | 0 | 54.68 | -25.92 | 0
14.2 | -12.8 | 0 | 57.56 | -23.04 | 0
16 | -11 | 0 | 60.8 | -19.8 | 0
17.5 | -9.5 | 0 | 63.5 | -17.1 | 0
18 | -9 | 0 | 64.4 | -16.2 | 0
19 | -8 | 0 | 66.2 | -14.4 | 0
19 | -8 | 0 | 66.2 | -14.4 | 0
18.2 | -8.8 | 0 | 64.76 | -15.84 | 0
16 | -11 | 0 | 60.8 | -19.8 | 0
14.5 | -12.5 | 0 | 58.1 | -22.5 | 0
13 | -14 | 0 | 55.4 | -25.2 | 0
11.6 | -15.4 | 0 | 52.88 | -27.72 | 0
10.2 | -16.8 | 0 | 50.36 | -30.24 | 0
9.2 | -17.8 | 0 | 48.56 | -32.04 | 0
8 | -19 | 0 | 46.4 | -34.2 | 0
7.8 | -19.2 | 0 | 46.04 | -34.56 | 0
7.8 | -19.2 | 0 | 46.04 | -34.56 | 0
7.8 | -19.2 | 0 | 46.04 | -34.56 | 0
8.2 | -18.8 | 0 | 46.76 | -33.84 | 0
8.4 | -18.6 | 0 | 47.12 | -33.48 | 0
8.4 | -18.6 | 0 | 47.12 | -33.48 | 0
8.4 | -18.6 | 0 | 47.12 | -33.48 | 0
8.6 | -18.4 | 0 | 47.48 | -33.12 | 0
8.6 | -18.4 | 0 | 47.48 | -33.12 | 0
9.1 | -17.9 | 0 | 48.38 | -32.22 | 0
10.4 | -16.6 | 0 | 50.72 | -29.88 | 0
11.4 | -15.6 | 0 | 52.52 | -28.08 | 0
13.1 | -13.9 | 0 | 55.58 | -25.02 | 0
14.5 | -12.5 | 0 | 58.1 | -22.5 | 0
16 | -11 | 0 | 60.8 | -19.8 | 0
16.1 | -10.9 | 0 | 60.98 | -19.62 | 0
16 | -11 | 0 | 60.8 | -19.8 | 0
14 | -13 | 0 | 57.2 | -23.4 | 0
11.5 | -15.5 | 0 | 52.7 | -27.9 | 0
10.2 | -16.8 | 0 | 50.36 | -30.24 | 0
9.3 | -17.7 | 0 | 48.74 | -31.86 | 0
9 | -18 | 0 | 48.2 | -32.4 | 0
7.6 | -19.4 | 0 | 45.68 | -34.92 | 0
7.1 | -19.9 | 0 | 44.78 | -35.82 | 0
6.1 | -20.9 | 0 | 42.98 | -37.62 | 0
6 | -21 | 0 | 42.8 | -37.8 | 0
5.6 | -21.4 | 0 | 42.08 | -38.52 | 0
5.4 | -21.6 | 0 | 41.72 | -38.88 | 0
5 | -22 | 0 | 41 | -39.6 | 0
5 | -22 | 0 | 41 | -39.6 | 0
5.6 | -21.4 | 0 | 42.08 | -38.52 | 0
5.6 | -21.4 | 0 | 42.08 | -38.52 | 0
7.3 | -19.7 | 0 | 45.14 | -35.46 | 0
8.3 | -18.7 | 0 | 46.94 | -33.66 | 0
11.3 | -15.7 | 0 | 52.34 | -28.26 | 0
15 | -12 | 0 | 59 | -21.6 | 0
16.1 | -10.9 | 0 | 60.98 | -19.62 | 0
17 | -10 | 0 | 62.6 | -18 | 0
18 | -9 | 0 | 64.4 | -16.2 | 0
17.5 | -9.5 | 0 | 63.5 | -17.1 | 0
18 | -9 | 0 | 64.4 | -16.2 | 0
15.6 | -11.4 | 0 | 60.08 | -20.52 | 0
14 | -13 | 0 | 57.2 | -23.4 | 0
12.3 | -14.7 | 0 | 54.14 | -26.46 | 0
11.3 | -15.7 | 0 | 52.34 | -28.26 | 0
10.5 | -16.5 | 0 | 50.9 | -29.7 | 0
10.5 | -16.5 | 0 | 50.9 | -29.7 | 0
9.3 | -17.7 | 0 | 48.74 | -31.86 | 0
8.3 | -18.7 | 0 | 46.94 | -33.66 | 0
7.5 | -19.5 | 0 | 45.5 | -35.1 | 0
7.5 | -19.5 | 0 | 45.5 | -35.1 | 0
7.5 | -19.5 | 0 | 45.5 | -35.1 | 0
7.5 | -19.5 | 0 | 45.5 | -35.1 | 0
7.3 | -19.7 | 0 | 45.14 | -35.46 | 0
7.1 | -19.9 | 0 | 44.78 | -35.82 | 0
7.1 | -19.9 | 0 | 44.78 | -35.82 | 0
8.3 | -18.7 | 0 | 46.94 | -33.66 | 0
11.2 | -15.8 | 0 | 52.16 | -28.44 | 0
15 | -12 | 0 | 59 | -21.6 | 0
16.4 | -10.6 | 0 | 61.52 | -19.08 | 0
18 | -9 | 0 | 64.4 | -16.2 | 0
18.4 | -8.6 | 0 | 65.12 | -15.48 | 0
19 | -8 | 0 | 66.2 | -14.4 | 0
19 | -8 | 0 | 66.2 | -14.4 | 0
18.4 | -8.6 | 0 | 65.12 | -15.48 | 0
16 | -11 | 0 | 60.8 | -19.8 | 0
13 | -14 | 0 | 55.4 | -25.2 | 0
11 | -16 | 0 | 51.8 | -28.8 | 0
9.5 | -17.5 | 0 | 49.1 | -31.5 | 0
8.6 | -18.4 | 0 | 47.48 | -33.12 | 0
8 | -19 | 0 | 46.4 | -34.2 | 0
7.4 | -19.6 | 0 | 45.32 | -35.28 | 0
6.8 | -20.2 | 0 | 44.24 | -36.36 | 0
6.4 | -20.6 | 0 | 43.52 | -37.08 | 0
6 | -21 | 0 | 42.8 | -37.8 | 0
5.4 | -21.6 | 0 | 41.72 | -38.88 | 0
5.2 | -21.8 | 0 | 41.36 | -39.24 | 0
5 | -22 | 0 | 41 | -39.6 | 0
5 | -22 | 0 | 41 | -39.6 | 0
6.4 | -20.6 | 0 | 43.52 | -37.08 | 0
8 | -19 | 0 | 46.4 | -34.2 | 0
8.4 | -18.6 | 0 | 47.12 | -33.48 | 0
10 | -17 | 0 | 50 | -30.6 | 0
12.5 | -14.5 | 0 | 54.5 | -26.1 | 0
16.4 | -10.6 | 0 | 61.52 | -19.08 | 0
18 | -9 | 0 | 64.4 | -16.2 | 0
18.2 | -8.8 | 0 | 64.76 | -15.84 | 0
18 | -9 | 0 | 64.4 | -16.2 | 0
17.5 | -9.5 | 0 | 63.5 | -17.1 | 0
14 | -13 | 0 | 57.2 | -23.4 | 0
11.2 | -15.8 | 0 | 52.16 | -28.44 | 0
9.4 | -17.6 | 0 | 48.92 | -31.68 | 0
8.4 | -18.6 | 0 | 47.12 | -33.48 | 0
8 | -19 | 0 | 46.4 | -34.2 | 0
7 | -20 | 0 | 44.6 | -36 | 0
6.5 | -20.5 | 0 | 43.7 | -36.9 | 0
6.1 | -20.9 | 0 | 42.98 | -37.62 | 0
5.8 | -21.2 | 0 | 42.44 | -38.16 | 0
6 | -21 | 0 | 42.8 | -37.8 | 0
7 | -20 | 0 | 44.6 | -36 | 0
7 | -20 | 0 | 44.6 | -36 | 0
7 | -20 | 0 | 44.6 | -36 | 0
6.5 | -20.5 | 0 | 43.7 | -36.9 | 0
6.4 | -20.6 | 0 | 43.52 | -37.08 | 0
6.6 | -20.4 | 0 | 43.88 | -36.72 | 0
7.3 | -19.7 | 0 | 45.14 | -35.46 | 0
10.7 | -16.3 | 0 | 51.26 | -29.34 | 0
14.5 | -12.5 | 0 | 58.1 | -22.5 | 0
16.7 | -10.3 | 0 | 62.06 | -18.54 | 0
18 | -9 | 0 | 64.4 | -16.2 | 0
18.2 | -8.8 | 0 | 64.76 | -15.84 | 0
18.7 | -8.3 | 0 | 65.66 | -14.94 | 0
17.7 | -9.3 | 0 | 63.86 | -16.74 | 0
16 | -11 | 0 | 60.8 | -19.8 | 0
13.2 | -13.8 | 0 | 55.76 | -24.84 | 0
11.2 | -15.8 | 0 | 52.16 | -28.44 | 0
10 | -17 | 0 | 50 | -30.6 | 0
8.2 | -18.8 | 0 | 46.76 | -33.84 | 0
8 | -19 | 0 | 46.4 | -34.2 | 0
7.2 | -19.8 | 0 | 44.96 | -35.64 | 0
6.8 | -20.2 | 0 | 44.24 | -36.36 | 0
6.5 | -20.5 | 0 | 43.7 | -36.9 | 0
6.2 | -20.8 | 0 | 43.16 | -37.44 | 0
6 | -21 | 0 | 42.8 | -37.8 | 0
6.1 | -20.9 | 0 | 42.98 | -37.62 | 0
6.5 | -20.5 | 0 | 43.7 | -36.9 | 0
7.2 | -19.8 | 0 | 44.96 | -35.64 | 0
7.2 | -19.8 | 0 | 44.96 | -35.64 | 0
7.1 | -19.9 | 0 | 44.78 | -35.82 | 0
7.1 | -19.9 | 0 | 44.78 | -35.82 | 0
7.5 | -19.5 | 0 | 45.5 | -35.1 | 0
11.2 | -15.8 | 0 | 52.16 | -28.44 | 0
15 | -12 | 0 | 59 | -21.6 | 0
17.2 | -9.8 | 0 | 62.96 | -17.64 | 0
18.8 | -8.2 | 0 | 65.84 | -14.76 | 0
18.8 | -8.2 | 0 | 65.84 | -14.76 | 0
17.5 | -9.5 | 0 | 63.5 | -17.1 | 0
15.6 | -11.4 | 0 | 60.08 | -20.52 | 0
13 | -14 | 0 | 55.4 | -25.2 | 0
11.5 | -15.5 | 0 | 52.7 | -27.9 | 0
10.8 | -16.2 | 0 | 51.44 | -29.16 | 0
9.8 | -17.2 | 0 | 49.64 | -30.96 | 0
8.6 | -18.4 | 0 | 47.48 | -33.12 | 0
8 | -19 | 0 | 46.4 | -34.2 | 0
7.2 | -19.8 | 0 | 44.96 | -35.64 | 0
7.1 | -19.9 | 0 | 44.78 | -35.82 | 0
6.8 | -20.2 | 0 | 44.24 | -36.36 | 0
6.2 | -20.8 | 0 | 43.16 | -37.44 | 0
6.1 | -20.9 | 0 | 42.98 | -37.62 | 0
6.1 | -20.9 | 0 | 42.98 | -37.62 | 0
6.1 | -20.9 | 0 | 42.98 | -37.62 | 0
6.5 | -20.5 | 0 | 43.7 | -36.9 | 0
7.8 | -19.2 | 0 | 46.04 | -34.56 | 0
8 | -19 | 0 | 46.4 | -34.2 | 0
8.8 | -18.2 | 0 | 47.84 | -32.76 | 0
12.5 | -14.5 | 0 | 54.5 | -26.1 | 0
16.8 | -10.2 | 0 | 62.24 | -18.36 | 0
19.3 | -7.7 | 0 | 66.74 | -13.86 | 0
19.5 | -7.5 | 0 | 67.1 | -13.5 | 0
19.6 | -7.4 | 0 | 67.28 | -13.32 | 0
19.4 | -7.6 | 0 | 66.92 | -13.68 | 0
17.4 | -9.6 | 0 | 63.32 | -17.28 | 0
14 | -13 | 0 | 57.2 | -23.4 | 0
11.3 | -15.7 | 0 | 52.34 | -28.26 | 0
10.3 | -16.7 | 0 | 50.54 | -30.06 | 0
9.5 | -17.5 | 0 | 49.1 | -31.5 | 0
8.8 | -18.2 | 0 | 47.84 | -32.76 | 0
8.5 | -18.5 | 0 | 47.3 | -33.3 | 0
8.2 | -18.8 | 0 | 46.76 | -33.84 | 0
8.8 | -18.2 | 0 | 47.84 | -32.76 | 0
8.5 | -18.5 | 0 | 47.3 | -33.3 | 0
8.5 | -18.5 | 0 | 47.3 | -33.3 | 0
8.5 | -18.5 | 0 | 47.3 | -33.3 | 0
8.3 | -18.7 | 0 | 46.94 | -33.66 | 0
8.3 | -18.7 | 0 | 46.94 | -33.66 | 0
8.2 | -18.8 | 0 | 46.76 | -33.84 | 0
8.5 | -18.5 | 0 | 47.3 | -33.3 | 0
11.4 | -15.6 | 0 | 52.52 | -28.08 | 0
15.8 | -11.2 | 0 | 60.44 | -20.16 | 0
18.8 | -8.2 | 0 | 65.84 | -14.76 | 0
20.4 | -6.6 | 0 | 68.72 | -11.88 | 0
20.8 | -6.2 | 0 | 69.44 | -11.16 | 0
20.9 | -6.1 | 0 | 69.62 | -10.98 | 0
20.8 | -6.2 | 0 | 69.44 | -11.16 | 0
20.4 | -6.6 | 0 | 68.72 | -11.88 | 0
17.3 | -9.7 | 0 | 63.14 | -17.46 | 0
14.3 | -12.7 | 0 | 57.74 | -22.86 | 0
12.4 | -14.6 | 0 | 54.32 | -26.28 | 0
11 | -16 | 0 | 51.8 | -28.8 | 0
10.2 | -16.8 | 0 | 50.36 | -30.24 | 0
9.6 | -17.4 | 0 | 49.28 | -31.32 | 0
9.3 | -17.7 | 0 | 48.74 | -31.86 | 0
9 | -18 | 0 | 48.2 | -32.4 | 0
8.5 | -18.5 | 0 | 47.3 | -33.3 | 0
8 | -19 | 0 | 46.4 | -34.2 | 0
7.8 | -19.2 | 0 | 46.04 | -34.56 | 0
7.4 | -19.6 | 0 | 45.32 | -35.28 | 0
7.4 | -19.6 | 0 | 45.32 | -35.28 | 0
6.9 | -20.1 | 0 | 44.42 | -36.18 | 0
6.8 | -20.2 | 0 | 44.24 | -36.36 | 0
9 | -18 | 0 | 48.2 | -32.4 | 0
13.2 | -13.8 | 0 | 55.76 | -24.84 | 0
17 | -10 | 0 | 62.6 | -18 | 0
20 | -7 | 0 | 68 | -12.6 | 0
21.3 | -5.7 | 0 | 70.34 | -10.26 | 0
22 | -5 | 0 | 71.6 | -9 | 0
21.6 | -5.4 | 0 | 70.88 | -9.72 | 0
21.2 | -5.8 | 0 | 70.16 | -10.44 | 0
20.5 | -6.5 | 0 | 68.9 | -11.7 | 0
17.2 | -9.8 | 0 | 62.96 | -17.64 | 0
14.1 | -12.9 | 0 | 57.38 | -23.22 | 0
12.1 | -14.9 | 0 | 53.78 | -26.82 | 0
11 | -16 | 0 | 51.8 | -28.8 | 0
10.5 | -16.5 | 0 | 50.9 | -29.7 | 0
9.8 | -17.2 | 0 | 49.64 | -30.96 | 0
9.2 | -17.8 | 0 | 48.56 | -32.04 | 0
9.1 | -17.9 | 0 | 48.38 | -32.22 | 0
8.6 | -18.4 | 0 | 47.48 | -33.12 | 0
8.1 | -18.9 | 0 | 46.58 | -34.02 | 0
8 | -19 | 0 | 46.4 | -34.2 | 0
7.6 | -19.4 | 0 | 45.68 | -34.92 | 0
7.2 | -19.8 | 0 | 44.96 | -35.64 | 0
7.1 | -19.9 | 0 | 44.78 | -35.82 | 0
7.1 | -19.9 | 0 | 44.78 | -35.82 | 0
8.6 | -18.4 | 0 | 47.48 | -33.12 | 0
14 | -13 | 0 | 57.2 | -23.4 | 0
18.2 | -8.8 | 0 | 64.76 | -15.84 | 0
20.5 | -6.5 | 0 | 68.9 | -11.7 | 0
22.2 | -4.8 | 0 | 71.96 | -8.64 | 0
22.8 | -4.2 | 0 | 73.04 | -7.56 | 0
23.1 | -3.9 | 0 | 73.58 | -7.02 | 0
22.8 | -4.2 | 0 | 73.04 | -7.56 | 0
22 | -5 | 0 | 71.6 | -9 | 0
20.1 | -6.9 | 0 | 68.18 | -12.42 | 0
16.7 | -10.3 | 0 | 62.06 | -18.54 | 0
15 | -12 | 0 | 59 | -21.6 | 0
13.5 | -13.5 | 0 | 56.3 | -24.3 | 0
12.5 | -14.5 | 0 | 54.5 | -26.1 | 0
12 | -15 | 0 | 53.6 | -27 | 0
11.3 | -15.7 | 0 | 52.34 | -28.26 | 0
11 | -16 | 0 | 51.8 | -28.8 | 0
10.6 | -16.4 | 0 | 51.08 | -29.52 | 0
10.1 | -16.9 | 0 | 50.18 | -30.42 | 0
9.6 | -17.4 | 0 | 49.28 | -31.32 | 0
9.2 | -17.8 | 0 | 48.56 | -32.04 | 0
9 | -18 | 0 | 48.2 | -32.4 | 0
8.6 | -18.4 | 0 | 47.48 | -33.12 | 0
8.6 | -18.4 | 0 | 47.48 | -33.12 | 0
10 | -17 | 0 | 50 | -30.6 | 0
14.1 | -12.9 | 0 | 57.38 | -23.22 | 0
17.1 | -9.9 | 0 | 62.78 | -17.82 | 0
19.6 | -7.4 | 0 | 67.28 | -13.32 | 0
21.1 | -5.9 | 0 | 69.98 | -10.62 | 0
22.6 | -4.4 | 0 | 72.68 | -7.92 | 0
22.9 | -4.1 | 0 | 73.22 | -7.38 | 0
23 | -4 | 0 | 73.4 | -7.2 | 0
22.5 | -4.5 | 0 | 72.5 | -8.1 | 0
19.6 | -7.4 | 0 | 67.28 | -13.32 | 0
17.7 | -9.3 | 0 | 63.86 | -16.74 | 0
16.8 | -10.2 | 0 | 62.24 | -18.36 | 0
15.6 | -11.4 | 0 | 60.08 | -20.52 | 0
15.6 | -11.4 | 0 | 60.08 | -20.52 | 0
15.1 | -11.9 | 0 | 59.18 | -21.42 | 0
14.2 | -12.8 | 0 | 57.56 | -23.04 | 0
15 | -12 | 0 | 59 | -21.6 | 0
13.7 | -13.3 | 0 | 56.66 | -23.94 | 0
13 | -14 | 0 | 55.4 | -25.2 | 0
12.2 | -14.8 | 0 | 53.96 | -26.64 | 0
11.8 | -15.2 | 0 | 53.24 | -27.36 | 0
11.2 | -15.8 | 0 | 52.16 | -28.44 | 0
10 | -17 | 0 | 50 | -30.6 | 0
10 | -17 | 0 | 50 | -30.6 | 0
11 | -16 | 0 | 51.8 | -28.8 | 0
12.7 | -14.3 | 0 | 54.86 | -25.74 | 0
14.2 | -12.8 | 0 | 57.56 | -23.04 | 0
15.6 | -11.4 | 0 | 60.08 | -20.52 | 0
17.7 | -9.3 | 0 | 63.86 | -16.74 | 0
18.5 | -8.5 | 0 | 65.3 | -15.3 | 0
18.7 | -8.3 | 0 | 65.66 | -14.94 | 0
18.6 | -8.4 | 0 | 65.48 | -15.12 | 0
17.7 | -9.3 | 0 | 63.86 | -16.74 | 0
16.2 | -10.8 | 0 | 61.16 | -19.44 | 0
14.8 | -12.2 | 0 | 58.64 | -21.96 | 0
14 | -13 | 0 | 57.2 | -23.4 | 0
14 | -13 | 0 | 57.2 | -23.4 | 0
13.7 | -13.3 | 0 | 56.66 | -23.94 | 0
13 | -14 | 0 | 55.4 | -25.2 | 0
12.5 | -14.5 | 0 | 54.5 | -26.1 | 0
12.2 | -14.8 | 0 | 53.96 | -26.64 | 0
11.7 | -15.3 | 0 | 53.06 | -27.54 | 0
11.2 | -15.8 | 0 | 52.16 | -28.44 | 0
11 | -16 | 0 | 51.8 | -28.8 | 0
11 | -16 | 0 | 51.8 | -28.8 | 0
11 | -16 | 0 | 51.8 | -28.8 | 0
11 | -16 | 0 | 51.8 | -28.8 | 0
10.7 | -16.3 | 0 | 51.26 | -29.34 | 0
11 | -16 | 0 | 51.8 | -28.8 | 0
14.5 | -12.5 | 0 | 58.1 | -22.5 | 0
16.5 | -10.5 | 0 | 61.7 | -18.9 | 0
17.5 | -9.5 | 0 | 63.5 | -17.1 | 0
18.3 | -8.7 | 0 | 64.94 | -15.66 | 0
19 | -8 | 0 | 66.2 | -14.4 | 0
19.1 | -7.9 | 0 | 66.38 | -14.22 | 0
19 | -8 | 0 | 66.2 | -14.4 | 0
18 | -9 | 0 | 64.4 | -16.2 | 0
16.8 | -10.2 | 0 | 62.24 | -18.36 | 0
15.4 | -11.6 | 0 | 59.72 | -20.88 | 0
14.6 | -12.4 | 0 | 58.28 | -22.32 | 0
14 | -13 | 0 | 57.2 | -23.4 | 0
13.8 | -13.2 | 0 | 56.84 | -23.76 | 0
13 | -14 | 0 | 55.4 | -25.2 | 0
12.5 | -14.5 | 0 | 54.5 | -26.1 | 0
12 | -15 | 0 | 53.6 | -27 | 0
11.5 | -15.5 | 0 | 52.7 | -27.9 | 0
11 | -16 | 0 | 51.8 | -28.8 | 0
10.4 | -16.6 | 0 | 50.72 | -29.88 | 0
10.2 | -16.8 | 0 | 50.36 | -30.24 | 0
10 | -17 | 0 | 50 | -30.6 | 0
10 | -17 | 0 | 50 | -30.6 | 0
10 | -17 | 0 | 50 | -30.6 | 0
12.2 | -14.8 | 0 | 53.96 | -26.64 | 0
13.6 | -13.4 | 0 | 56.48 | -24.12 | 0
16 | -11 | 0 | 60.8 | -19.8 | 0
18 | -9 | 0 | 64.4 | -16.2 | 0
19.5 | -7.5 | 0 | 67.1 | -13.5 | 0
20.1 | -6.9 | 0 | 68.18 | -12.42 | 0
20.6 | -6.4 | 0 | 69.08 | -11.52 | 0
20.6 | -6.4 | 0 | 69.08 | -11.52 | 0
20.2 | -6.8 | 0 | 68.36 | -12.24 | 0
18.6 | -8.4 | 0 | 65.48 | -15.12 | 0
16.5 | -10.5 | 0 | 61.7 | -18.9 | 0
15.5 | -11.5 | 0 | 59.9 | -20.7 | 0
14.2 | -12.8 | 0 | 57.56 | -23.04 | 0
12.6 | -14.4 | 0 | 54.68 | -25.92 | 0
11 | -16 | 0 | 51.8 | -28.8 | 0
10 | -17 | 0 | 50 | -30.6 | 0
9 | -18 | 0 | 48.2 | -32.4 | 0
9.2 | -17.8 | 0 | 48.56 | -32.04 | 0
9.5 | -17.5 | 0 | 49.1 | -31.5 | 0
9.5 | -17.5 | 0 | 49.1 | -31.5 | 0
9.6 | -17.4 | 0 | 49.28 | -31.32 | 0
9.6 | -17.4 | 0 | 49.28 | -31.32 | 0
8.5 | -18.5 | 0 | 47.3 | -33.3 | 0
8.5 | -18.5 | 0 | 47.3 | -33.3 | 0
10.6 | -16.4 | 0 | 51.08 | -29.52 | 0
14 | -13 | 0 | 57.2 | -23.4 | 0
17 | -10 | 0 | 62.6 | -18 | 0
19 | -8 | 0 | 66.2 | -14.4 | 0
20.5 | -6.5 | 0 | 68.9 | -11.7 | 0
21.6 | -5.4 | 0 | 70.88 | -9.72 | 0
22 | -5 | 0 | 71.6 | -9 | 0
22 | -5 | 0 | 71.6 | -9 | 0
21 | -6 | 0 | 69.8 | -10.8 | 0
18.6 | -8.4 | 0 | 65.48 | -15.12 | 0
16.7 | -10.3 | 0 | 62.06 | -18.54 | 0
15.6 | -11.4 | 0 | 60.08 | -20.52 | 0
15.1 | -11.9 | 0 | 59.18 | -21.42 | 0
14.5 | -12.5 | 0 | 58.1 | -22.5 | 0
14.2 | -12.8 | 0 | 57.56 | -23.04 | 0
13.6 | -13.4 | 0 | 56.48 | -24.12 | 0
12.6 | -14.4 | 0 | 54.68 | -25.92 | 0
12.2 | -14.8 | 0 | 53.96 | -26.64 | 0
11.6 | -15.4 | 0 | 52.88 | -27.72 | 0
11.5 | -15.5 | 0 | 52.7 | -27.9 | 0
11 | -16 | 0 | 51.8 | -28.8 | 0
9.8 | -17.2 | 0 | 49.64 | -30.96 | 0
9 | -18 | 0 | 48.2 | -32.4 | 0
9 | -18 | 0 | 48.2 | -32.4 | 0
11 | -16 | 0 | 51.8 | -28.8 | 0
14.6 | -12.4 | 0 | 58.28 | -22.32 | 0
17.7 | -9.3 | 0 | 63.86 | -16.74 | 0
20.6 | -6.4 | 0 | 69.08 | -11.52 | 0
21.6 | -5.4 | 0 | 70.88 | -9.72 | 0
22.2 | -4.8 | 0 | 71.96 | -8.64 | 0
22.6 | -4.4 | 0 | 72.68 | -7.92 | 0
22.1 | -4.9 | 0 | 71.78 | -8.82 | 0
21.8 | -5.2 | 0 | 71.24 | -9.36 | 0
19.8 | -7.2 | 0 | 67.64 | -12.96 | 0
17.6 | -9.4 | 0 | 63.68 | -16.92 | 0
15.8 | -11.2 | 0 | 60.44 | -20.16 | 0
15 | -12 | 0 | 59 | -21.6 | 0
14.5 | -12.5 | 0 | 58.1 | -22.5 | 0
13.8 | -13.2 | 0 | 56.84 | -23.76 | 0
13 | -14 | 0 | 55.4 | -25.2 | 0
11.8 | -15.2 | 0 | 53.24 | -27.36 | 0
11 | -16 | 0 | 51.8 | -28.8 | 0
10.6 | -16.4 | 0 | 51.08 | -29.52 | 0
10.6 | -16.4 | 0 | 51.08 | -29.52 | 0
10.6 | -16.4 | 0 | 51.08 | -29.52 | 0
10 | -17 | 0 | 50 | -30.6 | 0
8.8 | -18.2 | 0 | 47.84 | -32.76 | 0
9 | -18 | 0 | 48.2 | -32.4 | 0
11.6 | -15.4 | 0 | 52.88 | -27.72 | 0
15.6 | -11.4 | 0 | 60.08 | -20.52 | 0
18.8 | -8.2 | 0 | 65.84 | -14.76 | 0
21 | -6 | 0 | 69.8 | -10.8 | 0
21.6 | -5.4 | 0 | 70.88 | -9.72 | 0
23 | -4 | 0 | 73.4 | -7.2 | 0
23.4 | -3.6 | 0 | 74.12 | -6.48 | 0
23.2 | -3.8 | 0 | 73.76 | -6.84 | 0
22.6 | -4.4 | 0 | 72.68 | -7.92 | 0
20.6 | -6.4 | 0 | 69.08 | -11.52 | 0
17 | -10 | 0 | 62.6 | -18 | 0
15 | -12 | 0 | 59 | -21.6 | 0
13.8 | -13.2 | 0 | 56.84 | -23.76 | 0
13.6 | -13.4 | 0 | 56.48 | -24.12 | 0
13.4 | -13.6 | 0 | 56.12 | -24.48 | 0
12.5 | -14.5 | 0 | 54.5 | -26.1 | 0
11.5 | -15.5 | 0 | 52.7 | -27.9 | 0
10.7 | -16.3 | 0 | 51.26 | -29.34 | 0
10.4 | -16.6 | 0 | 50.72 | -29.88 | 0
10 | -17 | 0 | 50 | -30.6 | 0
9.7 | -17.3 | 0 | 49.46 | -31.14 | 0
9.4 | -17.6 | 0 | 48.92 | -31.68 | 0
9 | -18 | 0 | 48.2 | -32.4 | 0
9 | -18 | 0 | 48.2 | -32.4 | 0
12 | -15 | 0 | 53.6 | -27 | 0
17.5 | -9.5 | 0 | 63.5 | -17.1 | 0
21.5 | -5.5 | 0 | 70.7 | -9.9 | 0
23.1 | -3.9 | 0 | 73.58 | -7.02 | 0
24.3 | -2.7 | 0 | 75.74 | -4.86 | 0
25 | -2 | 0 | 77 | -3.6 | 0
25.5 | -1.5 | 0 | 77.9 | -2.7 | 0
25.5 | -1.5 | 0 | 77.9 | -2.7 | 0
24.3 | -2.7 | 0 | 75.74 | -4.86 | 0
23.3 | -3.7 | 0 | 73.94 | -6.66 | 0
19.3 | -7.7 | 0 | 66.74 | -13.86 | 0
17 | -10 | 0 | 62.6 | -18 | 0
15.3 | -11.7 | 0 | 59.54 | -21.06 | 0
15 | -12 | 0 | 59 | -21.6 | 0
13.4 | -13.6 | 0 | 56.12 | -24.48 | 0
13 | -14 | 0 | 55.4 | -25.2 | 0
12.3 | -14.7 | 0 | 54.14 | -26.46 | 0
11.8 | -15.2 | 0 | 53.24 | -27.36 | 0
11.6 | -15.4 | 0 | 52.88 | -27.72 | 0
11.3 | -15.7 | 0 | 52.34 | -28.26 | 0
10.8 | -16.2 | 0 | 51.44 | -29.16 | 0
10.5 | -16.5 | 0 | 50.9 | -29.7 | 0
10 | -17 | 0 | 50 | -30.6 | 0
9.8 | -17.2 | 0 | 49.64 | -30.96 | 0
12.2 | -14.8 | 0 | 53.96 | -26.64 | 0
19.2 | -7.8 | 0 | 66.56 | -14.04 | 0
23 | -4 | 0 | 73.4 | -7.2 | 0
25 | -2 | 0 | 77 | -3.6 | 0
26.2 | -0.8 | 0 | 79.16 | -1.44 | 0
26.3 | -0.7 | 0 | 79.34 | -1.26 | 0
26 | -1 | 0 | 78.8 | -1.8 | 0
25.7 | -1.3 | 0 | 78.26 | -2.34 | 0
24.6 | -2.4 | 0 | 76.28 | -4.32 | 0
23.3 | -3.7 | 0 | 73.94 | -6.66 | 0
20.4 | -6.6 | 0 | 68.72 | -11.88 | 0
18.8 | -8.2 | 0 | 65.84 | -14.76 | 0
17.6 | -9.4 | 0 | 63.68 | -16.92 | 0
17 | -10 | 0 | 62.6 | -18 | 0
16.8 | -10.2 | 0 | 62.24 | -18.36 | 0
16.3 | -10.7 | 0 | 61.34 | -19.26 | 0
15.3 | -11.7 | 0 | 59.54 | -21.06 | 0
14.2 | -12.8 | 0 | 57.56 | -23.04 | 0
13.6 | -13.4 | 0 | 56.48 | -24.12 | 0
13 | -14 | 0 | 55.4 | -25.2 | 0
12.5 | -14.5 | 0 | 54.5 | -26.1 | 0
12.1 | -14.9 | 0 | 53.78 | -26.82 | 0
12.3 | -14.7 | 0 | 54.14 | -26.46 | 0
12.2 | -14.8 | 0 | 53.96 | -26.64 | 0
14.5 | -12.5 | 0 | 58.1 | -22.5 | 0
18.6 | -8.4 | 0 | 65.48 | -15.12 | 0
21.3 | -5.7 | 0 | 70.34 | -10.26 | 0
23 | -4 | 0 | 73.4 | -7.2 | 0
23.4 | -3.6 | 0 | 74.12 | -6.48 | 0
24.2 | -2.8 | 0 | 75.56 | -5.04 | 0
24.8 | -2.2 | 0 | 76.64 | -3.96 | 0
24.6 | -2.4 | 0 | 76.28 | -4.32 | 0
23.6 | -3.4 | 0 | 74.48 | -6.12 | 0
21.4 | -5.6 | 0 | 70.52 | -10.08 | 0
19.6 | -7.4 | 0 | 67.28 | -13.32 | 0
18.1 | -8.9 | 0 | 64.58 | -16.02 | 0
16.5 | -10.5 | 0 | 61.7 | -18.9 | 0
15.1 | -11.9 | 0 | 59.18 | -21.42 | 0
14 | -13 | 0 | 57.2 | -23.4 | 0
12.4 | -14.6 | 0 | 54.32 | -26.28 | 0
11.9 | -15.1 | 0 | 53.42 | -27.18 | 0
10.4 | -16.6 | 0 | 50.72 | -29.88 | 0
9.5 | -17.5 | 0 | 49.1 | -31.5 | 0
8.2 | -18.8 | 0 | 46.76 | -33.84 | 0
7.2 | -19.8 | 0 | 44.96 | -35.64 | 0
7 | -20 | 0 | 44.6 | -36 | 0
6.9 | -20.1 | 0 | 44.42 | -36.18 | 0
6.9 | -20.1 | 0 | 44.42 | -36.18 | 0
11.5 | -15.5 | 0 | 52.7 | -27.9 | 0
15.3 | -11.7 | 0 | 59.54 | -21.06 | 0
17.5 | -9.5 | 0 | 63.5 | -17.1 | 0
19.3 | -7.7 | 0 | 66.74 | -13.86 | 0
20.2 | -6.8 | 0 | 68.36 | -12.24 | 0
20.5 | -6.5 | 0 | 68.9 | -11.7 | 0
20.9 | -6.1 | 0 | 69.62 | -10.98 | 0
20.9 | -6.1 | 0 | 69.62 | -10.98 | 0
20.8 | -6.2 | 0 | 69.44 | -11.16 | 0
19.4 | -7.6 | 0 | 66.92 | -13.68 | 0
16.1 | -10.9 | 0 | 60.98 | -19.62 | 0
14 | -13 | 0 | 57.2 | -23.4 | 0
12.5 | -14.5 | 0 | 54.5 | -26.1 | 0
11.8 | -15.2 | 0 | 53.24 | -27.36 | 0
10.8 | -16.2 | 0 | 51.44 | -29.16 | 0
10.3 | -16.7 | 0 | 50.54 | -30.06 | 0
9.5 | -17.5 | 0 | 49.1 | -31.5 | 0
9 | -18 | 0 | 48.2 | -32.4 | 0
8.6 | -18.4 | 0 | 47.48 | -33.12 | 0
8 | -19 | 0 | 46.4 | -34.2 | 0
7.7 | -19.3 | 0 | 45.86 | -34.74 | 0
7.2 | -19.8 | 0 | 44.96 | -35.64 | 0
7 | -20 | 0 | 44.6 | -36 | 0
7.2 | -19.8 | 0 | 44.96 | -35.64 | 0
11.6 | -15.4 | 0 | 52.88 | -27.72 | 0
15.4 | -11.6 | 0 | 59.72 | -20.88 | 0
19.1 | -7.9 | 0 | 66.38 | -14.22 | 0
21.1 | -5.9 | 0 | 69.98 | -10.62 | 0
22.7 | -4.3 | 0 | 72.86 | -7.74 | 0
22.7 | -4.3 | 0 | 72.86 | -7.74 | 0
22.7 | -4.3 | 0 | 72.86 | -7.74 | 0
22.6 | -4.4 | 0 | 72.68 | -7.92 | 0
22.6 | -4.4 | 0 | 72.68 | -7.92 | 0
19.6 | -7.4 | 0 | 67.28 | -13.32 | 0
17.1 | -9.9 | 0 | 62.78 | -17.82 | 0
15 | -12 | 0 | 59 | -21.6 | 0
13.6 | -13.4 | 0 | 56.48 | -24.12 | 0
12.9 | -14.1 | 0 | 55.22 | -25.38 | 0
12.1 | -14.9 | 0 | 53.78 | -26.82 | 0
11.4 | -15.6 | 0 | 52.52 | -28.08 | 0
10.9 | -16.1 | 0 | 51.62 | -28.98 | 0
10.6 | -16.4 | 0 | 51.08 | -29.52 | 0
9.8 | -17.2 | 0 | 49.64 | -30.96 | 0
9.4 | -17.6 | 0 | 48.92 | -31.68 | 0
8.9 | -18.1 | 0 | 48.02 | -32.58 | 0
8.8 | -18.2 | 0 | 47.84 | -32.76 | 0
8.4 | -18.6 | 0 | 47.12 | -33.48 | 0
8.5 | -18.5 | 0 | 47.3 | -33.3 | 0
12 | -15 | 0 | 53.6 | -27 | 0
15.4 | -11.6 | 0 | 59.72 | -20.88 | 0
18.4 | -8.6 | 0 | 65.12 | -15.48 | 0
19.9 | -7.1 | 0 | 67.82 | -12.78 | 0
20.9 | -6.1 | 0 | 69.62 | -10.98 | 0
21.7 | -5.3 | 0 | 71.06 | -9.54 | 0
21.7 | -5.3 | 0 | 71.06 | -9.54 | 0
21.8 | -5.2 | 0 | 71.24 | -9.36 | 0
21.5 | -5.5 | 0 | 70.7 | -9.9 | 0
19.9 | -7.1 | 0 | 67.82 | -12.78 | 0
17 | -10 | 0 | 62.6 | -18 | 0
14.9 | -12.1 | 0 | 58.82 | -21.78 | 0
13.9 | -13.1 | 0 | 57.02 | -23.58 | 0
13.4 | -13.6 | 0 | 56.12 | -24.48 | 0
12.4 | -14.6 | 0 | 54.32 | -26.28 | 0
11.7 | -15.3 | 0 | 53.06 | -27.54 | 0
11.7 | -15.3 | 0 | 53.06 | -27.54 | 0
11.2 | -15.8 | 0 | 52.16 | -28.44 | 0
11.1 | -15.9 | 0 | 51.98 | -28.62 | 0
11.2 | -15.8 | 0 | 52.16 | -28.44 | 0
11.1 | -15.9 | 0 | 51.98 | -28.62 | 0
10.9 | -16.1 | 0 | 51.62 | -28.98 | 0
10.7 | -16.3 | 0 | 51.26 | -29.34 | 0
10.4 | -16.6 | 0 | 50.72 | -29.88 | 0
12.9 | -14.1 | 0 | 55.22 | -25.38 | 0
16.4 | -10.6 | 0 | 61.52 | -19.08 | 0
18.4 | -8.6 | 0 | 65.12 | -15.48 | 0
18.6 | -8.4 | 0 | 65.48 | -15.12 | 0
18.5 | -8.5 | 0 | 65.3 | -15.3 | 0
18.4 | -8.6 | 0 | 65.12 | -15.48 | 0
18.5 | -8.5 | 0 | 65.3 | -15.3 | 0
18.4 | -8.6 | 0 | 65.12 | -15.48 | 0
17.6 | -9.4 | 0 | 63.68 | -16.92 | 0
17.4 | -9.6 | 0 | 63.32 | -17.28 | 0
16.4 | -10.6 | 0 | 61.52 | -19.08 | 0
14.1 | -12.9 | 0 | 57.38 | -23.22 | 0
12.9 | -14.1 | 0 | 55.22 | -25.38 | 0
12.4 | -14.6 | 0 | 54.32 | -26.28 | 0
12.4 | -14.6 | 0 | 54.32 | -26.28 | 0
12.4 | -14.6 | 0 | 54.32 | -26.28 | 0
11.2 | -15.8 | 0 | 52.16 | -28.44 | 0
10.4 | -16.6 | 0 | 50.72 | -29.88 | 0
10 | -17 | 0 | 50 | -30.6 | 0
9.9 | -17.1 | 0 | 49.82 | -30.78 | 0
9.2 | -17.8 | 0 | 48.56 | -32.04 | 0
9.1 | -17.9 | 0 | 48.38 | -32.22 | 0
8.9 | -18.1 | 0 | 48.02 | -32.58 | 0
9.2 | -17.8 | 0 | 48.56 | -32.04 | 0
10.3 | -16.7 | 0 | 50.54 | -30.06 | 0
14.1 | -12.9 | 0 | 57.38 | -23.22 | 0
17.5 | -9.5 | 0 | 63.5 | -17.1 | 0
19.6 | -7.4 | 0 | 67.28 | -13.32 | 0
20.5 | -6.5 | 0 | 68.9 | -11.7 | 0
21.7 | -5.3 | 0 | 71.06 | -9.54 | 0
21.8 | -5.2 | 0 | 71.24 | -9.36 | 0
21.7 | -5.3 | 0 | 71.06 | -9.54 | 0
21.5 | -5.5 | 0 | 70.7 | -9.9 | 0
20.2 | -6.8 | 0 | 68.36 | -12.24 | 0
17.9 | -9.1 | 0 | 64.22 | -16.38 | 0
15.7 | -11.3 | 0 | 60.26 | -20.34 | 0
13.8 | -13.2 | 0 | 56.84 | -23.76 | 0
13.2 | -13.8 | 0 | 55.76 | -24.84 | 0
12.3 | -14.7 | 0 | 54.14 | -26.46 | 0
11.5 | -15.5 | 0 | 52.7 | -27.9 | 0
11.3 | -15.7 | 0 | 52.34 | -28.26 | 0
11.5 | -15.5 | 0 | 52.7 | -27.9 | 0
11.5 | -15.5 | 0 | 52.7 | -27.9 | 0
11 | -16 | 0 | 51.8 | -28.8 | 0
10.7 | -16.3 | 0 | 51.26 | -29.34 | 0
10.3 | -16.7 | 0 | 50.54 | -30.06 | 0
10.4 | -16.6 | 0 | 50.72 | -29.88 | 0
10.5 | -16.5 | 0 | 50.9 | -29.7 | 0
11.1 | -15.9 | 0 | 51.98 | -28.62 | 0
13.4 | -13.6 | 0 | 56.12 | -24.48 | 0
16.1 | -10.9 | 0 | 60.98 | -19.62 | 0
19.1 | -7.9 | 0 | 66.38 | -14.22 | 0
20.9 | -6.1 | 0 | 69.62 | -10.98 | 0
22.1 | -4.9 | 0 | 71.78 | -8.82 | 0
21.9 | -5.1 | 0 | 71.42 | -9.18 | 0
21.6 | -5.4 | 0 | 70.88 | -9.72 | 0
21.9 | -5.1 | 0 | 71.42 | -9.18 | 0
19.7 | -7.3 | 0 | 67.46 | -13.14 | 0
17.3 | -9.7 | 0 | 63.14 | -17.46 | 0
16.9 | -10.1 | 0 | 62.42 | -18.18 | 0
15.4 | -11.6 | 0 | 59.72 | -20.88 | 0
14.9 | -12.1 | 0 | 58.82 | -21.78 | 0
13.7 | -13.3 | 0 | 56.66 | -23.94 | 0
13.1 | -13.9 | 0 | 55.58 | -25.02 | 0
12.1 | -14.9 | 0 | 53.78 | -26.82 | 0
11.4 | -15.6 | 0 | 52.52 | -28.08 | 0
11.3 | -15.7 | 0 | 52.34 | -28.26 | 0
11.5 | -15.5 | 0 | 52.7 | -27.9 | 0
11.6 | -15.4 | 0 | 52.88 | -27.72 | 0
11.7 | -15.3 | 0 | 53.06 | -27.54 | 0
11.8 | -15.2 | 0 | 53.24 | -27.36 | 0
11.8 | -15.2 | 0 | 53.24 | -27.36 | 0
14 | -13 | 0 | 57.2 | -23.4 | 0
15.1 | -11.9 | 0 | 59.18 | -21.42 | 0
19.1 | -7.9 | 0 | 66.38 | -14.22 | 0
21.6 | -5.4 | 0 | 70.88 | -9.72 | 0
23.1 | -3.9 | 0 | 73.58 | -7.02 | 0
23.8 | -3.2 | 0 | 74.84 | -5.76 | 0
23.8 | -3.2 | 0 | 74.84 | -5.76 | 0
23.7 | -3.3 | 0 | 74.66 | -5.94 | 0
23.3 | -3.7 | 0 | 73.94 | -6.66 | 0
22.4 | -4.6 | 0 | 72.32 | -8.28 | 0
19.9 | -7.1 | 0 | 67.82 | -12.78 | 0
18.6 | -8.4 | 0 | 65.48 | -15.12 | 0
17.6 | -9.4 | 0 | 63.68 | -16.92 | 0
16.1 | -10.9 | 0 | 60.98 | -19.62 | 0
14.8 | -12.2 | 0 | 58.64 | -21.96 | 0
13.6 | -13.4 | 0 | 56.48 | -24.12 | 0
12.8 | -14.2 | 0 | 55.04 | -25.56 | 0
12.6 | -14.4 | 0 | 54.68 | -25.92 | 0
12.6 | -14.4 | 0 | 54.68 | -25.92 | 0
12.8 | -14.2 | 0 | 55.04 | -25.56 | 0
12.9 | -14.1 | 0 | 55.22 | -25.38 | 0
13.1 | -13.9 | 0 | 55.58 | -25.02 | 0
13.2 | -13.8 | 0 | 55.76 | -24.84 | 0
13.4 | -13.6 | 0 | 56.12 | -24.48 | 0
14.8 | -12.2 | 0 | 58.64 | -21.96 | 0
19 | -8 | 0 | 66.2 | -14.4 | 0
21.9 | -5.1 | 0 | 71.42 | -9.18 | 0
23.8 | -3.2 | 0 | 74.84 | -5.76 | 0
25 | -2 | 0 | 77 | -3.6 | 0
25.7 | -1.3 | 0 | 78.26 | -2.34 | 0
25.9 | -1.1 | 0 | 78.62 | -1.98 | 0
25.8 | -1.2 | 0 | 78.44 | -2.16 | 0
25.6 | -1.4 | 0 | 78.08 | -2.52 | 0
24.2 | -2.8 | 0 | 75.56 | -5.04 | 0
21.4 | -5.6 | 0 | 70.52 | -10.08 | 0
18.6 | -8.4 | 0 | 65.48 | -15.12 | 0
17.1 | -9.9 | 0 | 62.78 | -17.82 | 0
16.1 | -10.9 | 0 | 60.98 | -19.62 | 0
15.4 | -11.6 | 0 | 59.72 | -20.88 | 0
14.8 | -12.2 | 0 | 58.64 | -21.96 | 0
14.4 | -12.6 | 0 | 57.92 | -22.68 | 0
14.1 | -12.9 | 0 | 57.38 | -23.22 | 0
14.3 | -12.7 | 0 | 57.74 | -22.86 | 0
14.4 | -12.6 | 0 | 57.92 | -22.68 | 0
14.5 | -12.5 | 0 | 58.1 | -22.5 | 0
14.3 | -12.7 | 0 | 57.74 | -22.86 | 0
13.8 | -13.2 | 0 | 56.84 | -23.76 | 0
14 | -13 | 0 | 57.2 | -23.4 | 0
16.2 | -10.8 | 0 | 61.16 | -19.44 | 0
19.2 | -7.8 | 0 | 66.56 | -14.04 | 0
21.3 | -5.7 | 0 | 70.34 | -10.26 | 0
23.7 | -3.3 | 0 | 74.66 | -5.94 | 0
24.6 | -2.4 | 0 | 76.28 | -4.32 | 0
25.9 | -1.1 | 0 | 78.62 | -1.98 | 0
26 | -1 | 0 | 78.8 | -1.8 | 0
25.9 | -1.1 | 0 | 78.62 | -1.98 | 0
25.4 | -1.6 | 0 | 77.72 | -2.88 | 0
23.7 | -3.3 | 0 | 74.66 | -5.94 | 0
20.2 | -6.8 | 0 | 68.36 | -12.24 | 0
18 | -9 | 0 | 64.4 | -16.2 | 0
17.7 | -9.3 | 0 | 63.86 | -16.74 | 0
17 | -10 | 0 | 62.6 | -18 | 0
15.9 | -11.1 | 0 | 60.62 | -19.98 | 0
15.5 | -11.5 | 0 | 59.9 | -20.7 | 0
15.5 | -11.5 | 0 | 59.9 | -20.7 | 0
15.7 | -11.3 | 0 | 60.26 | -20.34 | 0
15.2 | -11.8 | 0 | 59.36 | -21.24 | 0
14.7 | -12.3 | 0 | 58.46 | -22.14 | 0
14.2 | -12.8 | 0 | 57.56 | -23.04 | 0
13.9 | -13.1 | 0 | 57.02 | -23.58 | 0
13.7 | -13.3 | 0 | 56.66 | -23.94 | 0
13.8 | -13.2 | 0 | 56.84 | -23.76 | 0
16.1 | -10.9 | 0 | 60.98 | -19.62 | 0
19.6 | -7.4 | 0 | 67.28 | -13.32 | 0
21.5 | -5.5 | 0 | 70.7 | -9.9 | 0
23.1 | -3.9 | 0 | 73.58 | -7.02 | 0
24.3 | -2.7 | 0 | 75.74 | -4.86 | 0
26.2 | -0.8 | 0 | 79.16 | -1.44 | 0
26.1 | -0.9 | 0 | 78.98 | -1.62 | 0
26 | -1 | 0 | 78.8 | -1.8 | 0
25.9 | -1.1 | 0 | 78.62 | -1.98 | 0
24.6 | -2.4 | 0 | 76.28 | -4.32 | 0
21.2 | -5.8 | 0 | 70.16 | -10.44 | 0
18.4 | -8.6 | 0 | 65.12 | -15.48 | 0
18.6 | -8.4 | 0 | 65.48 | -15.12 | 0
18.6 | -8.4 | 0 | 65.48 | -15.12 | 0
18.4 | -8.6 | 0 | 65.12 | -15.48 | 0
18.3 | -8.7 | 0 | 64.94 | -15.66 | 0
18.1 | -8.9 | 0 | 64.58 | -16.02 | 0
18.1 | -8.9 | 0 | 64.58 | -16.02 | 0
18 | -9 | 0 | 64.4 | -16.2 | 0
17.6 | -9.4 | 0 | 63.68 | -16.92 | 0
17.4 | -9.6 | 0 | 63.32 | -17.28 | 0
17.1 | -9.9 | 0 | 62.78 | -17.82 | 0
17.1 | -9.9 | 0 | 62.78 | -17.82 | 0
17.1 | -9.9 | 0 | 62.78 | -17.82 | 0
16.3 | -10.7 | 0 | 61.34 | -19.26 | 0
17 | -10 | 0 | 62.6 | -18 | 0
19 | -8 | 0 | 66.2 | -14.4 | 0
21 | -6 | 0 | 69.8 | -10.8 | 0
21 | -6 | 0 | 69.8 | -10.8 | 0
22 | -5 | 0 | 71.6 | -9 | 0
23 | -4 | 0 | 73.4 | -7.2 | 0
23.5 | -3.5 | 0 | 74.3 | -6.3 | 0
23.5 | -3.5 | 0 | 74.3 | -6.3 | 0
22.9 | -4.1 | 0 | 73.22 | -7.38 | 0
21.7 | -5.3 | 0 | 71.06 | -9.54 | 0
21.1 | -5.9 | 0 | 69.98 | -10.62 | 0
20.2 | -6.8 | 0 | 68.36 | -12.24 | 0
20 | -7 | 0 | 68 | -12.6 | 0
19.5 | -7.5 | 0 | 67.1 | -13.5 | 0
18.7 | -8.3 | 0 | 65.66 | -14.94 | 0
18.7 | -8.3 | 0 | 65.66 | -14.94 | 0
18.6 | -8.4 | 0 | 65.48 | -15.12 | 0
18.4 | -8.6 | 0 | 65.12 | -15.48 | 0
18 | -9 | 0 | 64.4 | -16.2 | 0
17.8 | -9.2 | 0 | 64.04 | -16.56 | 0
17.3 | -9.7 | 0 | 63.14 | -17.46 | 0
17.4 | -9.6 | 0 | 63.32 | -17.28 | 0
17.5 | -9.5 | 0 | 63.5 | -17.1 | 0
17.3 | -9.7 | 0 | 63.14 | -17.46 | 0
18.4 | -8.6 | 0 | 65.12 | -15.48 | 0
20.7 | -6.3 | 0 | 69.26 | -11.34 | 0
22.2 | -4.8 | 0 | 71.96 | -8.64 | 0
22.9 | -4.1 | 0 | 73.22 | -7.38 | 0
23.3 | -3.7 | 0 | 73.94 | -6.66 | 0
23.3 | -3.7 | 0 | 73.94 | -6.66 | 0
23.3 | -3.7 | 0 | 73.94 | -6.66 | 0
23.3 | -3.7 | 0 | 73.94 | -6.66 | 0
22.6 | -4.4 | 0 | 72.68 | -7.92 | 0
21.2 | -5.8 | 0 | 70.16 | -10.44 | 0
19 | -8 | 0 | 66.2 | -14.4 | 0
18.8 | -8.2 | 0 | 65.84 | -14.76 | 0
18.8 | -8.2 | 0 | 65.84 | -14.76 | 0
18.8 | -8.2 | 0 | 65.84 | -14.76 | 0
17.3 | -9.7 | 0 | 63.14 | -17.46 | 0
16.8 | -10.2 | 0 | 62.24 | -18.36 | 0
16 | -11 | 0 | 60.8 | -19.8 | 0
15.6 | -11.4 | 0 | 60.08 | -20.52 | 0
14.3 | -12.7 | 0 | 57.74 | -22.86 | 0
14.3 | -12.7 | 0 | 57.74 | -22.86 | 0
14.2 | -12.8 | 0 | 57.56 | -23.04 | 0
14.3 | -12.7 | 0 | 57.74 | -22.86 | 0
13.6 | -13.4 | 0 | 56.48 | -24.12 | 0
15.5 | -11.5 | 0 | 59.9 | -20.7 | 0
18 | -9 | 0 | 64.4 | -16.2 | 0
19.5 | -7.5 | 0 | 67.1 | -13.5 | 0
23.3 | -3.7 | 0 | 73.94 | -6.66 | 0
24 | -3 | 0 | 75.2 | -5.4 | 0
26 | -1 | 0 | 78.8 | -1.8 | 0
27 | 0 | 0 | 80.6 | 0 | 0
27.3 | 0.3 | 0.3 | 81.14 | 0.54 | 0.54
27 | 0 | 0 | 80.6 | 0 | 0
26.2 | -0.8 | 0 | 79.16 | -1.44 | 0
25.8 | -1.2 | 0 | 78.44 | -2.16 | 0
24.5 | -2.5 | 0 | 76.1 | -4.5 | 0
22.8 | -4.2 | 0 | 73.04 | -7.56 | 0
21 | -6 | 0 | 69.8 | -10.8 | 0
20.7 | -6.3 | 0 | 69.26 | -11.34 | 0
18.3 | -8.7 | 0 | 64.94 | -15.66 | 0
18.1 | -8.9 | 0 | 64.58 | -16.02 | 0
18 | -9 | 0 | 64.4 | -16.2 | 0
17.5 | -9.5 | 0 | 63.5 | -17.1 | 0
17.2 | -9.8 | 0 | 62.96 | -17.64 | 0
17.2 | -9.8 | 0 | 62.96 | -17.64 | 0
16.8 | -10.2 | 0 | 62.24 | -18.36 | 0
16.6 | -10.4 | 0 | 61.88 | -18.72 | 0
16.6 | -10.4 | 0 | 61.88 | -18.72 | 0
16.4 | -10.6 | 0 | 61.52 | -19.08 | 0
16.3 | -10.7 | 0 | 61.34 | -19.26 | 0
18.4 | -8.6 | 0 | 65.12 | -15.48 | 0
20.4 | -6.6 | 0 | 68.72 | -11.88 | 0
22.6 | -4.4 | 0 | 72.68 | -7.92 | 0
23.4 | -3.6 | 0 | 74.12 | -6.48 | 0
24.4 | -2.6 | 0 | 75.92 | -4.68 | 0
24.1 | -2.9 | 0 | 75.38 | -5.22 | 0
24.1 | -2.9 | 0 | 75.38 | -5.22 | 0
23.4 | -3.6 | 0 | 74.12 | -6.48 | 0
21.6 | -5.4 | 0 | 70.88 | -9.72 | 0
20.4 | -6.6 | 0 | 68.72 | -11.88 | 0
19.4 | -7.6 | 0 | 66.92 | -13.68 | 0
18.4 | -8.6 | 0 | 65.12 | -15.48 | 0
16.9 | -10.1 | 0 | 62.42 | -18.18 | 0
16.3 | -10.7 | 0 | 61.34 | -19.26 | 0
16.2 | -10.8 | 0 | 61.16 | -19.44 | 0
14.9 | -12.1 | 0 | 58.82 | -21.78 | 0
14.4 | -12.6 | 0 | 57.92 | -22.68 | 0
13.6 | -13.4 | 0 | 56.48 | -24.12 | 0
13.1 | -13.9 | 0 | 55.58 | -25.02 | 0
12.8 | -14.2 | 0 | 55.04 | -25.56 | 0
12.4 | -14.6 | 0 | 54.32 | -26.28 | 0
12.4 | -14.6 | 0 | 54.32 | -26.28 | 0
14.3 | -12.7 | 0 | 57.74 | -22.86 | 0
15.8 | -11.2 | 0 | 60.44 | -20.16 | 0
16.7 | -10.3 | 0 | 62.06 | -18.54 | 0
19.5 | -7.5 | 0 | 67.1 | -13.5 | 0
21 | -6 | 0 | 69.8 | -10.8 | 0
21.3 | -5.7 | 0 | 70.34 | -10.26 | 0
21.6 | -5.4 | 0 | 70.88 | -9.72 | 0
21.6 | -5.4 | 0 | 70.88 | -9.72 | 0
21.7 | -5.3 | 0 | 71.06 | -9.54 | 0
21.4 | -5.6 | 0 | 70.52 | -10.08 | 0
19.5 | -7.5 | 0 | 67.1 | -13.5 | 0
17.5 | -9.5 | 0 | 63.5 | -17.1 | 0
17 | -10 | 0 | 62.6 | -18 | 0
16.4 | -10.6 | 0 | 61.52 | -19.08 | 0
16.2 | -10.8 | 0 | 61.16 | -19.44 | 0
15.5 | -11.5 | 0 | 59.9 | -20.7 | 0
14.7 | -12.3 | 0 | 58.46 | -22.14 | 0
14 | -13 | 0 | 57.2 | -23.4 | 0
13.3 | -13.7 | 0 | 55.94 | -24.66 | 0
13.2 | -13.8 | 0 | 55.76 | -24.84 | 0
12.9 | -14.1 | 0 | 55.22 | -25.38 | 0
12.1 | -14.9 | 0 | 53.78 | -26.82 | 0
12 | -15 | 0 | 53.6 | -27 | 0
12 | -15 | 0 | 53.6 | -27 | 0
13.4 | -13.6 | 0 | 56.12 | -24.48 | 0
15.4 | -11.6 | 0 | 59.72 | -20.88 | 0
18 | -9 | 0 | 64.4 | -16.2 | 0
20.3 | -6.7 | 0 | 68.54 | -12.06 | 0
21.3 | -5.7 | 0 | 70.34 | -10.26 | 0
22.1 | -4.9 | 0 | 71.78 | -8.82 | 0
22.3 | -4.7 | 0 | 72.14 | -8.46 | 0
22.5 | -4.5 | 0 | 72.5 | -8.1 | 0
22.6 | -4.4 | 0 | 72.68 | -7.92 | 0
22.3 | -4.7 | 0 | 72.14 | -8.46 | 0
20.3 | -6.7 | 0 | 68.54 | -12.06 | 0
18.3 | -8.7 | 0 | 64.94 | -15.66 | 0
16.8 | -10.2 | 0 | 62.24 | -18.36 | 0
16.3 | -10.7 | 0 | 61.34 | -19.26 | 0
15.5 | -11.5 | 0 | 59.9 | -20.7 | 0
15.1 | -11.9 | 0 | 59.18 | -21.42 | 0
14.3 | -12.7 | 0 | 57.74 | -22.86 | 0
13.8 | -13.2 | 0 | 56.84 | -23.76 | 0
13.1 | -13.9 | 0 | 55.58 | -25.02 | 0
12.8 | -14.2 | 0 | 55.04 | -25.56 | 0
12.3 | -14.7 | 0 | 54.14 | -26.46 | 0
12.3 | -14.7 | 0 | 54.14 | -26.46 | 0
11.7 | -15.3 | 0 | 53.06 | -27.54 | 0
11.7 | -15.3 | 0 | 53.06 | -27.54 | 0
14.9 | -12.1 | 0 | 58.82 | -21.78 | 0
18.2 | -8.8 | 0 | 64.76 | -15.84 | 0
20.7 | -6.3 | 0 | 69.26 | -11.34 | 0
22.2 | -4.8 | 0 | 71.96 | -8.64 | 0
23.4 | -3.6 | 0 | 74.12 | -6.48 | 0
23.7 | -3.3 | 0 | 74.66 | -5.94 | 0
24.7 | -2.3 | 0 | 76.46 | -4.14 | 0
24.5 | -2.5 | 0 | 76.1 | -4.5 | 0
23.9 | -3.1 | 0 | 75.02 | -5.58 | 0
22.2 | -4.8 | 0 | 71.96 | -8.64 | 0
20.7 | -6.3 | 0 | 69.26 | -11.34 | 0
17.7 | -9.3 | 0 | 63.86 | -16.74 | 0
16.5 | -10.5 | 0 | 61.7 | -18.9 | 0
15.7 | -11.3 | 0 | 60.26 | -20.34 | 0
15 | -12 | 0 | 59 | -21.6 | 0
14.2 | -12.8 | 0 | 57.56 | -23.04 | 0
13.7 | -13.3 | 0 | 56.66 | -23.94 | 0
13.4 | -13.6 | 0 | 56.12 | -24.48 | 0
13.4 | -13.6 | 0 | 56.12 | -24.48 | 0
13.5 | -13.5 | 0 | 56.3 | -24.3 | 0
13.5 | -13.5 | 0 | 56.3 | -24.3 | 0
13.5 | -13.5 | 0 | 56.3 | -24.3 | 0
13.7 | -13.3 | 0 | 56.66 | -23.94 | 0
13.7 | -13.3 | 0 | 56.66 | -23.94 | 0
16.3 | -10.7 | 0 | 61.34 | -19.26 | 0
18.2 | -8.8 | 0 | 64.76 | -15.84 | 0
20.4 | -6.6 | 0 | 68.72 | -11.88 | 0
22.1 | -4.9 | 0 | 71.78 | -8.82 | 0
23 | -4 | 0 | 73.4 | -7.2 | 0
23.3 | -3.7 | 0 | 73.94 | -6.66 | 0
23.8 | -3.2 | 0 | 74.84 | -5.76 | 0
24 | -3 | 0 | 75.2 | -5.4 | 0
24.4 | -2.6 | 0 | 75.92 | -4.68 | 0
23.3 | -3.7 | 0 | 73.94 | -6.66 | 0
21.8 | -5.2 | 0 | 71.24 | -9.36 | 0
20.4 | -6.6 | 0 | 68.72 | -11.88 | 0
19.9 | -7.1 | 0 | 67.82 | -12.78 | 0
19.4 | -7.6 | 0 | 66.92 | -13.68 | 0
18.8 | -8.2 | 0 | 65.84 | -14.76 | 0
17.9 | -9.1 | 0 | 64.22 | -16.38 | 0
17.3 | -9.7 | 0 | 63.14 | -17.46 | 0
16.3 | -10.7 | 0 | 61.34 | -19.26 | 0
16.3 | -10.7 | 0 | 61.34 | -19.26 | 0
16.1 | -10.9 | 0 | 60.98 | -19.62 | 0
16.3 | -10.7 | 0 | 61.34 | -19.26 | 0
15.6 | -11.4 | 0 | 60.08 | -20.52 | 0
15.7 | -11.3 | 0 | 60.26 | -20.34 | 0
15.3 | -11.7 | 0 | 59.54 | -21.06 | 0
15.2 | -11.8 | 0 | 59.36 | -21.24 | 0
17.8 | -9.2 | 0 | 64.04 | -16.56 | 0
20.2 | -6.8 | 0 | 68.36 | -12.24 | 0
21.4 | -5.6 | 0 | 70.52 | -10.08 | 0
22.7 | -4.3 | 0 | 72.86 | -7.74 | 0
22.7 | -4.3 | 0 | 72.86 | -7.74 | 0
23.2 | -3.8 | 0 | 73.76 | -6.84 | 0
23.2 | -3.8 | 0 | 73.76 | -6.84 | 0
23.8 | -3.2 | 0 | 74.84 | -5.76 | 0
22.7 | -4.3 | 0 | 72.86 | -7.74 | 0
20.2 | -6.8 | 0 | 68.36 | -12.24 | 0
18.1 | -8.9 | 0 | 64.58 | -16.02 | 0
16.4 | -10.6 | 0 | 61.52 | -19.08 | 0
15.4 | -11.6 | 0 | 59.72 | -20.88 | 0
14.4 | -12.6 | 0 | 57.92 | -22.68 | 0
14.2 | -12.8 | 0 | 57.56 | -23.04 | 0
13.8 | -13.2 | 0 | 56.84 | -23.76 | 0
13.4 | -13.6 | 0 | 56.12 | -24.48 | 0
13.6 | -13.4 | 0 | 56.48 | -24.12 | 0
13.4 | -13.6 | 0 | 56.12 | -24.48 | 0
13 | -14 | 0 | 55.4 | -25.2 | 0
12.8 | -14.2 | 0 | 55.04 | -25.56 | 0
12.7 | -14.3 | 0 | 54.86 | -25.74 | 0
12.7 | -14.3 | 0 | 54.86 | -25.74 | 0
15.1 | -11.9 | 0 | 59.18 | -21.42 | 0
18.2 | -8.8 | 0 | 64.76 | -15.84 | 0
20.7 | -6.3 | 0 | 69.26 | -11.34 | 0
21.6 | -5.4 | 0 | 70.88 | -9.72 | 0
22.6 | -4.4 | 0 | 72.68 | -7.92 | 0
23.2 | -3.8 | 0 | 73.76 | -6.84 | 0
23.3 | -3.7 | 0 | 73.94 | -6.66 | 0
23.2 | -3.8 | 0 | 73.76 | -6.84 | 0
22.4 | -4.6 | 0 | 72.32 | -8.28 | 0
21.7 | -5.3 | 0 | 71.06 | -9.54 | 0
19.7 | -7.3 | 0 | 67.46 | -13.14 | 0
17.8 | -9.2 | 0 | 64.04 | -16.56 | 0
17.5 | -9.5 | 0 | 63.5 | -17.1 | 0
17.2 | -9.8 | 0 | 62.96 | -17.64 | 0
16.7 | -10.3 | 0 | 62.06 | -18.54 | 0
16 | -11 | 0 | 60.8 | -19.8 | 0
16.3 | -10.7 | 0 | 61.34 | -19.26 | 0
16.6 | -10.4 | 0 | 61.88 | -18.72 | 0
16.7 | -10.3 | 0 | 62.06 | -18.54 | 0
16.5 | -10.5 | 0 | 61.7 | -18.9 | 0
16 | -11 | 0 | 60.8 | -19.8 | 0
15.3 | -11.7 | 0 | 59.54 | -21.06 | 0
15.2 | -11.8 | 0 | 59.36 | -21.24 | 0
15.2 | -11.8 | 0 | 59.36 | -21.24 | 0
14.3 | -12.7 | 0 | 57.74 | -22.86 | 0
15 | -12 | 0 | 59 | -21.6 | 0
16.8 | -10.2 | 0 | 62.24 | -18.36 | 0
18.8 | -8.2 | 0 | 65.84 | -14.76 | 0
19.1 | -7.9 | 0 | 66.38 | -14.22 | 0
20.2 | -6.8 | 0 | 68.36 | -12.24 | 0
20 | -7 | 0 | 68 | -12.6 | 0
19.9 | -7.1 | 0 | 67.82 | -12.78 | 0
19.5 | -7.5 | 0 | 67.1 | -13.5 | 0
18.5 | -8.5 | 0 | 65.3 | -15.3 | 0
18.1 | -8.9 | 0 | 64.58 | -16.02 | 0
17.5 | -9.5 | 0 | 63.5 | -17.1 | 0
17.3 | -9.7 | 0 | 63.14 | -17.46 | 0
17.2 | -9.8 | 0 | 62.96 | -17.64 | 0
16.8 | -10.2 | 0 | 62.24 | -18.36 | 0
16.5 | -10.5 | 0 | 61.7 | -18.9 | 0
16.3 | -10.7 | 0 | 61.34 | -19.26 | 0
16 | -11 | 0 | 60.8 | -19.8 | 0
14.3 | -12.7 | 0 | 57.74 | -22.86 | 0
14.5 | -12.5 | 0 | 58.1 | -22.5 | 0
14.6 | -12.4 | 0 | 58.28 | -22.32 | 0
14.7 | -12.3 | 0 | 58.46 | -22.14 | 0
14.8 | -12.2 | 0 | 58.64 | -21.96 | 0
13.8 | -13.2 | 0 | 56.84 | -23.76 | 0
14.1 | -12.9 | 0 | 57.38 | -23.22 | 0
14.1 | -12.9 | 0 | 57.38 | -23.22 | 0
14.1 | -12.9 | 0 | 57.38 | -23.22 | 0
15 | -12 | 0 | 59 | -21.6 | 0
15.8 | -11.2 | 0 | 60.44 | -20.16 | 0
15.7 | -11.3 | 0 | 60.26 | -20.34 | 0
13.3 | -13.7 | 0 | 55.94 | -24.66 | 0
13.2 | -13.8 | 0 | 55.76 | -24.84 | 0
12.2 | -14.8 | 0 | 53.96 | -26.64 | 0
11.9 | -15.1 | 0 | 53.42 | -27.18 | 0
11.7 | -15.3 | 0 | 53.06 | -27.54 | 0
11.6 | -15.4 | 0 | 52.88 | -27.72 | 0
11.4 | -15.6 | 0 | 52.52 | -28.08 | 0
11.1 | -15.9 | 0 | 51.98 | -28.62 | 0
10.6 | -16.4 | 0 | 51.08 | -29.52 | 0
10 | -17 | 0 | 50 | -30.6 | 0
9.3 | -17.7 | 0 | 48.74 | -31.86 | 0
8.6 | -18.4 | 0 | 47.48 | -33.12 | 0
8.4 | -18.6 | 0 | 47.12 | -33.48 | 0
8.6 | -18.4 | 0 | 47.48 | -33.12 | 0
8.7 | -18.3 | 0 | 47.66 | -32.94 | 0
8.6 | -18.4 | 0 | 47.48 | -33.12 | 0
8.8 | -18.2 | 0 | 47.84 | -32.76 | 0
8.9 | -18.1 | 0 | 48.02 | -32.58 | 0
8.3 | -18.7 | 0 | 46.94 | -33.66 | 0
9.8 | -17.2 | 0 | 49.64 | -30.96 | 0
13 | -14 | 0 | 55.4 | -25.2 | 0
15.1 | -11.9 | 0 | 59.18 | -21.42 | 0
16.4 | -10.6 | 0 | 61.52 | -19.08 | 0
16.4 | -10.6 | 0 | 61.52 | -19.08 | 0
17.5 | -9.5 | 0 | 63.5 | -17.1 | 0
17.3 | -9.7 | 0 | 63.14 | -17.46 | 0
17.2 | -9.8 | 0 | 62.96 | -17.64 | 0
16.8 | -10.2 | 0 | 62.24 | -18.36 | 0
15.2 | -11.8 | 0 | 59.36 | -21.24 | 0
13.4 | -13.6 | 0 | 56.12 | -24.48 | 0
12.1 | -14.9 | 0 | 53.78 | -26.82 | 0
11.5 | -15.5 | 0 | 52.7 | -27.9 | 0
10.9 | -16.1 | 0 | 51.62 | -28.98 | 0
10.2 | -16.8 | 0 | 50.36 | -30.24 | 0
10.3 | -16.7 | 0 | 50.54 | -30.06 | 0
10.3 | -16.7 | 0 | 50.54 | -30.06 | 0
10.1 | -16.9 | 0 | 50.18 | -30.42 | 0
10.1 | -16.9 | 0 | 50.18 | -30.42 | 0
10 | -17 | 0 | 50 | -30.6 | 0
9.6 | -17.4 | 0 | 49.28 | -31.32 | 0
9.1 | -17.9 | 0 | 48.38 | -32.22 | 0
9.9 | -17.1 | 0 | 49.82 | -30.78 | 0
11.2 | -15.8 | 0 | 52.16 | -28.44 | 0
13.7 | -13.3 | 0 | 56.66 | -23.94 | 0
16.7 | -10.3 | 0 | 62.06 | -18.54 | 0
18.3 | -8.7 | 0 | 64.94 | -15.66 | 0
19.7 | -7.3 | 0 | 67.46 | -13.14 | 0
20.6 | -6.4 | 0 | 69.08 | -11.52 | 0
20.9 | -6.1 | 0 | 69.62 | -10.98 | 0
20.8 | -6.2 | 0 | 69.44 | -11.16 | 0
20.7 | -6.3 | 0 | 69.26 | -11.34 | 0
20.2 | -6.8 | 0 | 68.36 | -12.24 | 0
18.2 | -8.8 | 0 | 64.76 | -15.84 | 0
16.2 | -10.8 | 0 | 61.16 | -19.44 | 0
14.2 | -12.8 | 0 | 57.56 | -23.04 | 0
13.3 | -13.7 | 0 | 55.94 | -24.66 | 0
12.4 | -14.6 | 0 | 54.32 | -26.28 | 0
11.7 | -15.3 | 0 | 53.06 | -27.54 | 0
11.7 | -15.3 | 0 | 53.06 | -27.54 | 0
11.7 | -15.3 | 0 | 53.06 | -27.54 | 0
11.9 | -15.1 | 0 | 53.42 | -27.18 | 0
10.7 | -16.3 | 0 | 51.26 | -29.34 | 0
10.2 | -16.8 | 0 | 50.36 | -30.24 | 0
10 | -17 | 0 | 50 | -30.6 | 0
10.2 | -16.8 | 0 | 50.36 | -30.24 | 0
11.3 | -15.7 | 0 | 52.34 | -28.26 | 0
14.1 | -12.9 | 0 | 57.38 | -23.22 | 0
16.7 | -10.3 | 0 | 62.06 | -18.54 | 0
18.7 | -8.3 | 0 | 65.66 | -14.94 | 0
19.2 | -7.8 | 0 | 66.56 | -14.04 | 0
19.8 | -7.2 | 0 | 67.64 | -12.96 | 0
20.2 | -6.8 | 0 | 68.36 | -12.24 | 0
21.7 | -5.3 | 0 | 71.06 | -9.54 | 0
21.7 | -5.3 | 0 | 71.06 | -9.54 | 0
21.5 | -5.5 | 0 | 70.7 | -9.9 | 0
20.4 | -6.6 | 0 | 68.72 | -11.88 | 0
18.7 | -8.3 | 0 | 65.66 | -14.94 | 0
16.2 | -10.8 | 0 | 61.16 | -19.44 | 0
14.7 | -12.3 | 0 | 58.46 | -22.14 | 0
13.4 | -13.6 | 0 | 56.12 | -24.48 | 0
12.5 | -14.5 | 0 | 54.5 | -26.1 | 0
11.9 | -15.1 | 0 | 53.42 | -27.18 | 0
11.2 | -15.8 | 0 | 52.16 | -28.44 | 0
11.2 | -15.8 | 0 | 52.16 | -28.44 | 0
11.3 | -15.7 | 0 | 52.34 | -28.26 | 0
11.9 | -15.1 | 0 | 53.42 | -27.18 | 0
12.5 | -14.5 | 0 | 54.5 | -26.1 | 0
12.7 | -14.3 | 0 | 54.86 | -25.74 | 0
12.7 | -14.3 | 0 | 54.86 | -25.74 | 0
12.7 | -14.3 | 0 | 54.86 | -25.74 | 0
14.5 | -12.5 | 0 | 58.1 | -22.5 | 0
19 | -8 | 0 | 66.2 | -14.4 | 0
21.5 | -5.5 | 0 | 70.7 | -9.9 | 0
23.5 | -3.5 | 0 | 74.3 | -6.3 | 0
23.5 | -3.5 | 0 | 74.3 | -6.3 | 0
23.7 | -3.3 | 0 | 74.66 | -5.94 | 0
24.5 | -2.5 | 0 | 76.1 | -4.5 | 0
24.6 | -2.4 | 0 | 76.28 | -4.32 | 0
24.5 | -2.5 | 0 | 76.1 | -4.5 | 0
23.4 | -3.6 | 0 | 74.12 | -6.48 | 0
21.2 | -5.8 | 0 | 70.16 | -10.44 | 0
17.5 | -9.5 | 0 | 63.5 | -17.1 | 0
16.5 | -10.5 | 0 | 61.7 | -18.9 | 0
15.3 | -11.7 | 0 | 59.54 | -21.06 | 0
15 | -12 | 0 | 59 | -21.6 | 0
13.9 | -13.1 | 0 | 57.02 | -23.58 | 0
13.9 | -13.1 | 0 | 57.02 | -23.58 | 0
14 | -13 | 0 | 57.2 | -23.4 | 0
14.7 | -12.3 | 0 | 58.46 | -22.14 | 0
14.7 | -12.3 | 0 | 58.46 | -22.14 | 0
16.2 | -10.8 | 0 | 61.16 | -19.44 | 0
16.2 | -10.8 | 0 | 61.16 | -19.44 | 0
16.3 | -10.7 | 0 | 61.34 | -19.26 | 0
15.5 | -11.5 | 0 | 59.9 | -20.7 | 0
15 | -12 | 0 | 59 | -21.6 | 0
15.2 | -11.8 | 0 | 59.36 | -21.24 | 0
18.3 | -8.7 | 0 | 64.94 | -15.66 | 0
19.4 | -7.6 | 0 | 66.92 | -13.68 | 0
20.9 | -6.1 | 0 | 69.62 | -10.98 | 0
22.3 | -4.7 | 0 | 72.14 | -8.46 | 0
23.8 | -3.2 | 0 | 74.84 | -5.76 | 0
23.8 | -3.2 | 0 | 74.84 | -5.76 | 0
23.7 | -3.3 | 0 | 74.66 | -5.94 | 0
22.3 | -4.7 | 0 | 72.14 | -8.46 | 0
21.8 | -5.2 | 0 | 71.24 | -9.36 | 0
20.3 | -6.7 | 0 | 68.54 | -12.06 | 0
19.5 | -7.5 | 0 | 67.1 | -13.5 | 0
19 | -8 | 0 | 66.2 | -14.4 | 0
18.3 | -8.7 | 0 | 64.94 | -15.66 | 0
16 | -11 | 0 | 60.8 | -19.8 | 0
16 | -11 | 0 | 60.8 | -19.8 | 0
15.8 | -11.2 | 0 | 60.44 | -20.16 | 0
14.8 | -12.2 | 0 | 58.64 | -21.96 | 0
14.8 | -12.2 | 0 | 58.64 | -21.96 | 0
14.8 | -12.2 | 0 | 58.64 | -21.96 | 0
14.6 | -12.4 | 0 | 58.28 | -22.32 | 0
13.5 | -13.5 | 0 | 56.3 | -24.3 | 0
13.6 | -13.4 | 0 | 56.48 | -24.12 | 0
15.4 | -11.6 | 0 | 59.72 | -20.88 | 0
16.6 | -10.4 | 0 | 61.88 | -18.72 | 0
18.2 | -8.8 | 0 | 64.76 | -15.84 | 0
18.8 | -8.2 | 0 | 65.84 | -14.76 | 0
20.7 | -6.3 | 0 | 69.26 | -11.34 | 0
21.9 | -5.1 | 0 | 71.42 | -9.18 | 0
22.8 | -4.2 | 0 | 73.04 | -7.56 | 0
22.8 | -4.2 | 0 | 73.04 | -7.56 | 0
22.8 | -4.2 | 0 | 73.04 | -7.56 | 0
22 | -5 | 0 | 71.6 | -9 | 0
20.7 | -6.3 | 0 | 69.26 | -11.34 | 0
18.8 | -8.2 | 0 | 65.84 | -14.76 | 0
17.4 | -9.6 | 0 | 63.32 | -17.28 | 0
16.7 | -10.3 | 0 | 62.06 | -18.54 | 0
16.3 | -10.7 | 0 | 61.34 | -19.26 | 0
16 | -11 | 0 | 60.8 | -19.8 | 0
15.9 | -11.1 | 0 | 60.62 | -19.98 | 0
14.6 | -12.4 | 0 | 58.28 | -22.32 | 0
13.8 | -13.2 | 0 | 56.84 | -23.76 | 0
13.5 | -13.5 | 0 | 56.3 | -24.3 | 0
12.7 | -14.3 | 0 | 54.86 | -25.74 | 0
11.9 | -15.1 | 0 | 53.42 | -27.18 | 0
10.9 | -16.1 | 0 | 51.62 | -28.98 | 0
11.5 | -15.5 | 0 | 52.7 | -27.9 | 0
15.9 | -11.1 | 0 | 60.62 | -19.98 | 0
18.7 | -8.3 | 0 | 65.66 | -14.94 | 0
21 | -6 | 0 | 69.8 | -10.8 | 0
22.2 | -4.8 | 0 | 71.96 | -8.64 | 0
23.1 | -3.9 | 0 | 73.58 | -7.02 | 0
23.8 | -3.2 | 0 | 74.84 | -5.76 | 0
24 | -3 | 0 | 75.2 | -5.4 | 0
24 | -3 | 0 | 75.2 | -5.4 | 0
24 | -3 | 0 | 75.2 | -5.4 | 0
22.4 | -4.6 | 0 | 72.32 | -8.28 | 0
20.5 | -6.5 | 0 | 68.9 | -11.7 | 0
18.1 | -8.9 | 0 | 64.58 | -16.02 | 0
16.5 | -10.5 | 0 | 61.7 | -18.9 | 0
15.3 | -11.7 | 0 | 59.54 | -21.06 | 0
14.7 | -12.3 | 0 | 58.46 | -22.14 | 0
13.7 | -13.3 | 0 | 56.66 | -23.94 | 0
13.4 | -13.6 | 0 | 56.12 | -24.48 | 0
12.6 | -14.4 | 0 | 54.68 | -25.92 | 0
11.9 | -15.1 | 0 | 53.42 | -27.18 | 0
11.8 | -15.2 | 0 | 53.24 | -27.36 | 0
11.8 | -15.2 | 0 | 53.24 | -27.36 | 0
11.8 | -15.2 | 0 | 53.24 | -27.36 | 0
12.1 | -14.9 | 0 | 53.78 | -26.82 | 0
12.6 | -14.4 | 0 | 54.68 | -25.92 | 0
15.3 | -11.7 | 0 | 59.54 | -21.06 | 0
17.2 | -9.8 | 0 | 62.96 | -17.64 | 0
19.5 | -7.5 | 0 | 67.1 | -13.5 | 0
21.8 | -5.2 | 0 | 71.24 | -9.36 | 0
23 | -4 | 0 | 73.4 | -7.2 | 0
23.9 | -3.1 | 0 | 75.02 | -5.58 | 0
23.6 | -3.4 | 0 | 74.48 | -6.12 | 0
23.8 | -3.2 | 0 | 74.84 | -5.76 | 0
23.8 | -3.2 | 0 | 74.84 | -5.76 | 0
21.7 | -5.3 | 0 | 71.06 | -9.54 | 0
20.4 | -6.6 | 0 | 68.72 | -11.88 | 0
19.7 | -7.3 | 0 | 67.46 | -13.14 | 0
18.8 | -8.2 | 0 | 65.84 | -14.76 | 0
18 | -9 | 0 | 64.4 | -16.2 | 0
17.4 | -9.6 | 0 | 63.32 | -17.28 | 0
16.5 | -10.5 | 0 | 61.7 | -18.9 | 0
15.4 | -11.6 | 0 | 59.72 | -20.88 | 0
14.5 | -12.5 | 0 | 58.1 | -22.5 | 0
14 | -13 | 0 | 57.2 | -23.4 | 0
13.7 | -13.3 | 0 | 56.66 | -23.94 | 0
13.3 | -13.7 | 0 | 55.94 | -24.66 | 0
13.1 | -13.9 | 0 | 55.58 | -25.02 | 0
13 | -14 | 0 | 55.4 | -25.2 | 0
13 | -14 | 0 | 55.4 | -25.2 | 0
14.9 | -12.1 | 0 | 58.82 | -21.78 | 0
18.7 | -8.3 | 0 | 65.66 | -14.94 | 0
21.5 | -5.5 | 0 | 70.7 | -9.9 | 0
22.3 | -4.7 | 0 | 72.14 | -8.46 | 0
23 | -4 | 0 | 73.4 | -7.2 | 0
23.2 | -3.8 | 0 | 73.76 | -6.84 | 0
23 | -4 | 0 | 73.4 | -7.2 | 0
23 | -4 | 0 | 73.4 | -7.2 | 0
22.5 | -4.5 | 0 | 72.5 | -8.1 | 0
20.3 | -6.7 | 0 | 68.54 | -12.06 | 0
20 | -7 | 0 | 68 | -12.6 | 0
19.8 | -7.2 | 0 | 67.64 | -12.96 | 0
19.7 | -7.3 | 0 | 67.46 | -13.14 | 0
19.5 | -7.5 | 0 | 67.1 | -13.5 | 0
19.5 | -7.5 | 0 | 67.1 | -13.5 | 0
19.4 | -7.6 | 0 | 66.92 | -13.68 | 0
18.6 | -8.4 | 0 | 65.48 | -15.12 | 0
18.5 | -8.5 | 0 | 65.3 | -15.3 | 0
18.1 | -8.9 | 0 | 64.58 | -16.02 | 0
17.8 | -9.2 | 0 | 64.04 | -16.56 | 0
17.3 | -9.7 | 0 | 63.14 | -17.46 | 0
17.3 | -9.7 | 0 | 63.14 | -17.46 | 0
17.3 | -9.7 | 0 | 63.14 | -17.46 | 0
17.7 | -9.3 | 0 | 63.86 | -16.74 | 0
18.9 | -8.1 | 0 | 66.02 | -14.58 | 0
20.2 | -6.8 | 0 | 68.36 | -12.24 | 0
20.6 | -6.4 | 0 | 69.08 | -11.52 | 0
22.6 | -4.4 | 0 | 72.68 | -7.92 | 0
23.1 | -3.9 | 0 | 73.58 | -7.02 | 0
24.2 | -2.8 | 0 | 75.56 | -5.04 | 0
24.7 | -2.3 | 0 | 76.46 | -4.14 | 0
24.7 | -2.3 | 0 | 76.46 | -4.14 | 0
24 | -3 | 0 | 75.2 | -5.4 | 0
23.3 | -3.7 | 0 | 73.94 | -6.66 | 0
22.2 | -4.8 | 0 | 71.96 | -8.64 | 0
21.9 | -5.1 | 0 | 71.42 | -9.18 | 0
21.1 | -5.9 | 0 | 69.98 | -10.62 | 0
20.2 | -6.8 | 0 | 68.36 | -12.24 | 0
19.6 | -7.4 | 0 | 67.28 | -13.32 | 0
19.2 | -7.8 | 0 | 66.56 | -14.04 | 0
19.2 | -7.8 | 0 | 66.56 | -14.04 | 0
19.2 | -7.8 | 0 | 66.56 | -14.04 | 0
19.2 | -7.8 | 0 | 66.56 | -14.04 | 0
19.1 | -7.9 | 0 | 66.38 | -14.22 | 0
18.7 | -8.3 | 0 | 65.66 | -14.94 | 0
17.3 | -9.7 | 0 | 63.14 | -17.46 | 0
17 | -10 | 0 | 62.6 | -18 | 0
17 | -10 | 0 | 62.6 | -18 | 0
17.5 | -9.5 | 0 | 63.5 | -17.1 | 0
19.6 | -7.4 | 0 | 67.28 | -13.32 | 0
21.1 | -5.9 | 0 | 69.98 | -10.62 | 0
22.9 | -4.1 | 0 | 73.22 | -7.38 | 0
24.3 | -2.7 | 0 | 75.74 | -4.86 | 0
24.7 | -2.3 | 0 | 76.46 | -4.14 | 0
25.1 | -1.9 | 0 | 77.18 | -3.42 | 0
25.1 | -1.9 | 0 | 77.18 | -3.42 | 0
24.7 | -2.3 | 0 | 76.46 | -4.14 | 0
23.1 | -3.9 | 0 | 73.58 | -7.02 | 0
20.8 | -6.2 | 0 | 69.44 | -11.16 | 0
20.2 | -6.8 | 0 | 68.36 | -12.24 | 0
18.6 | -8.4 | 0 | 65.48 | -15.12 | 0
17.3 | -9.7 | 0 | 63.14 | -17.46 | 0
16.6 | -10.4 | 0 | 61.88 | -18.72 | 0
17.2 | -9.8 | 0 | 62.96 | -17.64 | 0
17.7 | -9.3 | 0 | 63.86 | -16.74 | 0
17.7 | -9.3 | 0 | 63.86 | -16.74 | 0
17.4 | -9.6 | 0 | 63.32 | -17.28 | 0
17 | -10 | 0 | 62.6 | -18 | 0
16.1 | -10.9 | 0 | 60.98 | -19.62 | 0
14.6 | -12.4 | 0 | 58.28 | -22.32 | 0
13.2 | -13.8 | 0 | 55.76 | -24.84 | 0
13.2 | -13.8 | 0 | 55.76 | -24.84 | 0
15.8 | -11.2 | 0 | 60.44 | -20.16 | 0
18.3 | -8.7 | 0 | 64.94 | -15.66 | 0
20.6 | -6.4 | 0 | 69.08 | -11.52 | 0
22.3 | -4.7 | 0 | 72.14 | -8.46 | 0
22.6 | -4.4 | 0 | 72.68 | -7.92 | 0
23.3 | -3.7 | 0 | 73.94 | -6.66 | 0
23.6 | -3.4 | 0 | 74.48 | -6.12 | 0
23.4 | -3.6 | 0 | 74.12 | -6.48 | 0
23.3 | -3.7 | 0 | 73.94 | -6.66 | 0
21 | -6 | 0 | 69.8 | -10.8 | 0
19.5 | -7.5 | 0 | 67.1 | -13.5 | 0
18.6 | -8.4 | 0 | 65.48 | -15.12 | 0
17.6 | -9.4 | 0 | 63.68 | -16.92 | 0
17 | -10 | 0 | 62.6 | -18 | 0
16.8 | -10.2 | 0 | 62.24 | -18.36 | 0
15.8 | -11.2 | 0 | 60.44 | -20.16 | 0
15.6 | -11.4 | 0 | 60.08 | -20.52 | 0
14.6 | -12.4 | 0 | 58.28 | -22.32 | 0
14.7 | -12.3 | 0 | 58.46 | -22.14 | 0
14.6 | -12.4 | 0 | 58.28 | -22.32 | 0
13.9 | -13.1 | 0 | 57.02 | -23.58 | 0
13.6 | -13.4 | 0 | 56.48 | -24.12 | 0
12.6 | -14.4 | 0 | 54.68 | -25.92 | 0
14.6 | -12.4 | 0 | 58.28 | -22.32 | 0
17.6 | -9.4 | 0 | 63.68 | -16.92 | 0
19.8 | -7.2 | 0 | 67.64 | -12.96 | 0
21.8 | -5.2 | 0 | 71.24 | -9.36 | 0
22.8 | -4.2 | 0 | 73.04 | -7.56 | 0
23.7 | -3.3 | 0 | 74.66 | -5.94 | 0
24.1 | -2.9 | 0 | 75.38 | -5.22 | 0
24.6 | -2.4 | 0 | 76.28 | -4.32 | 0
24.6 | -2.4 | 0 | 76.28 | -4.32 | 0
24.4 | -2.6 | 0 | 75.92 | -4.68 | 0
22.5 | -4.5 | 0 | 72.5 | -8.1 | 0
20.1 | -6.9 | 0 | 68.18 | -12.42 | 0
19.1 | -7.9 | 0 | 66.38 | -14.22 | 0
18.1 | -8.9 | 0 | 64.58 | -16.02 | 0
17.4 | -9.6 | 0 | 63.32 | -17.28 | 0
17 | -10 | 0 | 62.6 | -18 | 0
16.6 | -10.4 | 0 | 61.88 | -18.72 | 0
15.8 | -11.2 | 0 | 60.44 | -20.16 | 0
14.8 | -12.2 | 0 | 58.64 | -21.96 | 0
14.4 | -12.6 | 0 | 57.92 | -22.68 | 0
14.6 | -12.4 | 0 | 58.28 | -22.32 | 0
14.6 | -12.4 | 0 | 58.28 | -22.32 | 0
14.2 | -12.8 | 0 | 57.56 | -23.04 | 0
14.3 | -12.7 | 0 | 57.74 | -22.86 | 0
14.4 | -12.6 | 0 | 57.92 | -22.68 | 0
16.7 | -10.3 | 0 | 62.06 | -18.54 | 0
20.5 | -6.5 | 0 | 68.9 | -11.7 | 0
22.4 | -4.6 | 0 | 72.32 | -8.28 | 0
23 | -4 | 0 | 73.4 | -7.2 | 0
23.9 | -3.1 | 0 | 75.02 | -5.58 | 0
24.6 | -2.4 | 0 | 76.28 | -4.32 | 0
25.1 | -1.9 | 0 | 77.18 | -3.42 | 0
25 | -2 | 0 | 77 | -3.6 | 0
24.3 | -2.7 | 0 | 75.74 | -4.86 | 0
23.8 | -3.2 | 0 | 74.84 | -5.76 | 0
22.4 | -4.6 | 0 | 72.32 | -8.28 | 0
21.4 | -5.6 | 0 | 70.52 | -10.08 | 0
20.9 | -6.1 | 0 | 69.62 | -10.98 | 0
19.9 | -7.1 | 0 | 67.82 | -12.78 | 0
18.7 | -8.3 | 0 | 65.66 | -14.94 | 0
18.3 | -8.7 | 0 | 64.94 | -15.66 | 0
17.3 | -9.7 | 0 | 63.14 | -17.46 | 0
16.8 | -10.2 | 0 | 62.24 | -18.36 | 0
16.7 | -10.3 | 0 | 62.06 | -18.54 | 0
16.4 | -10.6 | 0 | 61.52 | -19.08 | 0
16.5 | -10.5 | 0 | 61.7 | -18.9 | 0
15.8 | -11.2 | 0 | 60.44 | -20.16 | 0
15.7 | -11.3 | 0 | 60.26 | -20.34 | 0
16.3 | -10.7 | 0 | 61.34 | -19.26 | 0
18.8 | -8.2 | 0 | 65.84 | -14.76 | 0
21.6 | -5.4 | 0 | 70.88 | -9.72 | 0
24.5 | -2.5 | 0 | 76.1 | -4.5 | 0
25.3 | -1.7 | 0 | 77.54 | -3.06 | 0
27.6 | 0.6 | 0.6 | 81.68 | 1.08 | 1.08
28.2 | 1.2 | 1.2 | 82.76 | 2.16 | 2.16
28.1 | 1.1 | 1.1 | 82.58 | 1.98 | 1.98
28 | 1 | 1 | 82.4 | 1.8 | 1.8
27.8 | 0.8 | 0.8 | 82.04 | 1.44 | 1.44
26.5 | -0.5 | 0 | 79.7 | -0.9 | 0
24.8 | -2.2 | 0 | 76.64 | -3.96 | 0
23.4 | -3.6 | 0 | 74.12 | -6.48 | 0
21.6 | -5.4 | 0 | 70.88 | -9.72 | 0
19.8 | -7.2 | 0 | 67.64 | -12.96 | 0
18.5 | -8.5 | 0 | 65.3 | -15.3 | 0
17.8 | -9.2 | 0 | 64.04 | -16.56 | 0
17.3 | -9.7 | 0 | 63.14 | -17.46 | 0
16.8 | -10.2 | 0 | 62.24 | -18.36 | 0
16.3 | -10.7 | 0 | 61.34 | -19.26 | 0
15.6 | -11.4 | 0 | 60.08 | -20.52 | 0
15.1 | -11.9 | 0 | 59.18 | -21.42 | 0
14.3 | -12.7 | 0 | 57.74 | -22.86 | 0
14.3 | -12.7 | 0 | 57.74 | -22.86 | 0
16.5 | -10.5 | 0 | 61.7 | -18.9 | 0
21.1 | -5.9 | 0 | 69.98 | -10.62 | 0
25 | -2 | 0 | 77 | -3.6 | 0
27.3 | 0.3 | 0.3 | 81.14 | 0.54 | 0.54
28.7 | 1.7 | 1.7 | 83.66 | 3.06 | 3.06
29.6 | 2.6 | 2.6 | 85.28 | 4.68 | 4.68
30 | 3 | 3 | 86 | 5.4 | 5.4
30.4 | 3.4 | 3.4 | 86.72 | 6.12 | 6.12
30.6 | 3.6 | 3.6 | 87.08 | 6.48 | 6.48
30.2 | 3.2 | 3.2 | 86.36 | 5.76 | 5.76
28.7 | 1.7 | 1.7 | 83.66 | 3.06 | 3.06
26.9 | -0.1 | 0 | 80.42 | -0.18 | 0
25.1 | -1.9 | 0 | 77.18 | -3.42 | 0
23.6 | -3.4 | 0 | 74.48 | -6.12 | 0
22.1 | -4.9 | 0 | 71.78 | -8.82 | 0
20.6 | -6.4 | 0 | 69.08 | -11.52 | 0
20.7 | -6.3 | 0 | 69.26 | -11.34 | 0
19.4 | -7.6 | 0 | 66.92 | -13.68 | 0
18.9 | -8.1 | 0 | 66.02 | -14.58 | 0
18.7 | -8.3 | 0 | 65.66 | -14.94 | 0
18 | -9 | 0 | 64.4 | -16.2 | 0
17.4 | -9.6 | 0 | 63.32 | -17.28 | 0
16.6 | -10.4 | 0 | 61.88 | -18.72 | 0
16.7 | -10.3 | 0 | 62.06 | -18.54 | 0
16.9 | -10.1 | 0 | 62.42 | -18.18 | 0
18.7 | -8.3 | 0 | 65.66 | -14.94 | 0
22 | -5 | 0 | 71.6 | -9 | 0
26.1 | -0.9 | 0 | 78.98 | -1.62 | 0
28.3 | 1.3 | 1.3 | 82.94 | 2.34 | 2.34
29.5 | 2.5 | 2.5 | 85.1 | 4.5 | 4.5
30.1 | 3.1 | 3.1 | 86.18 | 5.58 | 5.58
30 | 3 | 3 | 86 | 5.4 | 5.4
29.6 | 2.6 | 2.6 | 85.28 | 4.68 | 4.68
28.6 | 1.6 | 1.6 | 83.48 | 2.88 | 2.88
27 | 0 | 0 | 80.6 | 0 | 0
25.6 | -1.4 | 0 | 78.08 | -2.52 | 0
24.5 | -2.5 | 0 | 76.1 | -4.5 | 0
23.7 | -3.3 | 0 | 74.66 | -5.94 | 0
22.1 | -4.9 | 0 | 71.78 | -8.82 | 0
20 | -7 | 0 | 68 | -12.6 | 0
18.5 | -8.5 | 0 | 65.3 | -15.3 | 0
17.7 | -9.3 | 0 | 63.86 | -16.74 | 0
16.7 | -10.3 | 0 | 62.06 | -18.54 | 0
16.2 | -10.8 | 0 | 61.16 | -19.44 | 0
15.9 | -11.1 | 0 | 60.62 | -19.98 | 0
15.5 | -11.5 | 0 | 59.9 | -20.7 | 0
15 | -12 | 0 | 59 | -21.6 | 0
14.5 | -12.5 | 0 | 58.1 | -22.5 | 0
15.2 | -11.8 | 0 | 59.36 | -21.24 | 0
19.2 | -7.8 | 0 | 66.56 | -14.04 | 0
23.3 | -3.7 | 0 | 73.94 | -6.66 | 0
26.4 | -0.6 | 0 | 79.52 | -1.08 | 0
28.3 | 1.3 | 1.3 | 82.94 | 2.34 | 2.34
30.1 | 3.1 | 3.1 | 86.18 | 5.58 | 5.58
30.3 | 3.3 | 3.3 | 86.54 | 5.94 | 5.94
30.8 | 3.8 | 3.8 | 87.44 | 6.84 | 6.84
30.9 | 3.9 | 3.9 | 87.62 | 7.02 | 7.02
30.6 | 3.6 | 3.6 | 87.08 | 6.48 | 6.48
29.8 | 2.8 | 2.8 | 85.64 | 5.04 | 5.04
27.2 | 0.2 | 0.2 | 80.96 | 0.36 | 0.36
24.6 | -2.4 | 0 | 76.28 | -4.32 | 0
22.4 | -4.6 | 0 | 72.32 | -8.28 | 0
21.2 | -5.8 | 0 | 70.16 | -10.44 | 0
20.1 | -6.9 | 0 | 68.18 | -12.42 | 0
19.1 | -7.9 | 0 | 66.38 | -14.22 | 0
18.3 | -8.7 | 0 | 64.94 | -15.66 | 0
17.6 | -9.4 | 0 | 63.68 | -16.92 | 0
17.3 | -9.7 | 0 | 63.14 | -17.46 | 0
16.8 | -10.2 | 0 | 62.24 | -18.36 | 0
16.3 | -10.7 | 0 | 61.34 | -19.26 | 0
16.1 | -10.9 | 0 | 60.98 | -19.62 | 0
16.9 | -10.1 | 0 | 62.42 | -18.18 | 0
16.8 | -10.2 | 0 | 62.24 | -18.36 | 0
21.3 | -5.7 | 0 | 70.34 | -10.26 | 0
24.5 | -2.5 | 0 | 76.1 | -4.5 | 0
26.8 | -0.2 | 0 | 80.24 | -0.36 | 0
28 | 1 | 1 | 82.4 | 1.8 | 1.8
24.6 | -2.4 | 0 | 76.28 | -4.32 | 0
30.6 | 3.6 | 3.6 | 87.08 | 6.48 | 6.48
31 | 4 | 4 | 87.8 | 7.2 | 7.2
30.8 | 3.8 | 3.8 | 87.44 | 6.84 | 6.84
27.1 | 0.1 | 0.1 | 80.78 | 0.18 | 0.18
26.6 | -0.4 | 0 | 79.88 | -0.72 | 0
25.1 | -1.9 | 0 | 77.18 | -3.42 | 0
24.1 | -2.9 | 0 | 75.38 | -5.22 | 0
22.4 | -4.6 | 0 | 72.32 | -8.28 | 0
20.9 | -6.1 | 0 | 69.62 | -10.98 | 0
20.1 | -6.9 | 0 | 68.18 | -12.42 | 0
19.9 | -7.1 | 0 | 67.82 | -12.78 | 0
19.1 | -7.9 | 0 | 66.38 | -14.22 | 0
18.4 | -8.6 | 0 | 65.12 | -15.48 | 0
17.5 | -9.5 | 0 | 63.5 | -17.1 | 0
16.8 | -10.2 | 0 | 62.24 | -18.36 | 0
15.8 | -11.2 | 0 | 60.44 | -20.16 | 0
15.1 | -11.9 | 0 | 59.18 | -21.42 | 0
14.6 | -12.4 | 0 | 58.28 | -22.32 | 0
15.3 | -11.7 | 0 | 59.54 | -21.06 | 0
17.4 | -9.6 | 0 | 63.32 | -17.28 | 0
21.6 | -5.4 | 0 | 70.88 | -9.72 | 0
23.6 | -3.4 | 0 | 74.48 | -6.12 | 0
25.6 | -1.4 | 0 | 78.08 | -2.52 | 0
26.9 | -0.1 | 0 | 80.42 | -0.18 | 0
28.5 | 1.5 | 1.5 | 83.3 | 2.7 | 2.7
28.6 | 1.6 | 1.6 | 83.48 | 2.88 | 2.88
28.4 | 1.4 | 1.4 | 83.12 | 2.52 | 2.52
28.2 | 1.2 | 1.2 | 82.76 | 2.16 | 2.16
27.5 | 0.5 | 0.5 | 81.5 | 0.9 | 0.9
25.2 | -1.8 | 0 | 77.36 | -3.24 | 0
24.2 | -2.8 | 0 | 75.56 | -5.04 | 0
23.2 | -3.8 | 0 | 73.76 | -6.84 | 0
22.4 | -4.6 | 0 | 72.32 | -8.28 | 0
21.5 | -5.5 | 0 | 70.7 | -9.9 | 0
21 | -6 | 0 | 69.8 | -10.8 | 0
20.2 | -6.8 | 0 | 68.36 | -12.24 | 0
18.9 | -8.1 | 0 | 66.02 | -14.58 | 0
18.1 | -8.9 | 0 | 64.58 | -16.02 | 0
17.5 | -9.5 | 0 | 63.5 | -17.1 | 0
16.9 | -10.1 | 0 | 62.42 | -18.18 | 0
16.4 | -10.6 | 0 | 61.52 | -19.08 | 0
15.9 | -11.1 | 0 | 60.62 | -19.98 | 0
16.1 | -10.9 | 0 | 60.98 | -19.62 | 0
18.1 | -8.9 | 0 | 64.58 | -16.02 | 0
21 | -6 | 0 | 69.8 | -10.8 | 0
23.8 | -3.2 | 0 | 74.84 | -5.76 | 0
26.1 | -0.9 | 0 | 78.98 | -1.62 | 0
27.1 | 0.1 | 0.1 | 80.78 | 0.18 | 0.18
27.7 | 0.7 | 0.7 | 81.86 | 1.26 | 1.26
28.2 | 1.2 | 1.2 | 82.76 | 2.16 | 2.16
28.5 | 1.5 | 1.5 | 83.3 | 2.7 | 2.7
28.4 | 1.4 | 1.4 | 83.12 | 2.52 | 2.52
27.5 | 0.5 | 0.5 | 81.5 | 0.9 | 0.9
25.5 | -1.5 | 0 | 77.9 | -2.7 | 0
24.1 | -2.9 | 0 | 75.38 | -5.22 | 0
22.9 | -4.1 | 0 | 73.22 | -7.38 | 0
21.6 | -5.4 | 0 | 70.88 | -9.72 | 0
21.2 | -5.8 | 0 | 70.16 | -10.44 | 0
19.8 | -7.2 | 0 | 67.64 | -12.96 | 0
19.4 | -7.6 | 0 | 66.92 | -13.68 | 0
19.4 | -7.6 | 0 | 66.92 | -13.68 | 0
18.6 | -8.4 | 0 | 65.48 | -15.12 | 0
16.9 | -10.1 | 0 | 62.42 | -18.18 | 0
15.9 | -11.1 | 0 | 60.62 | -19.98 | 0
15.3 | -11.7 | 0 | 59.54 | -21.06 | 0
14.9 | -12.1 | 0 | 58.82 | -21.78 | 0
15 | -12 | 0 | 59 | -21.6 | 0
18.6 | -8.4 | 0 | 65.48 | -15.12 | 0
22.7 | -4.3 | 0 | 72.86 | -7.74 | 0
26.4 | -0.6 | 0 | 79.52 | -1.08 | 0
27.7 | 0.7 | 0.7 | 81.86 | 1.26 | 1.26
28.7 | 1.7 | 1.7 | 83.66 | 3.06 | 3.06
29 | 2 | 2 | 84.2 | 3.6 | 3.6
29.3 | 2.3 | 2.3 | 84.74 | 4.14 | 4.14
29.3 | 2.3 | 2.3 | 84.74 | 4.14 | 4.14
29.1 | 2.1 | 2.1 | 84.38 | 3.78 | 3.78
27.8 | 0.8 | 0.8 | 82.04 | 1.44 | 1.44
26 | -1 | 0 | 78.8 | -1.8 | 0
23.3 | -3.7 | 0 | 73.94 | -6.66 | 0
21.3 | -5.7 | 0 | 70.34 | -10.26 | 0
20 | -7 | 0 | 68 | -12.6 | 0
18.8 | -8.2 | 0 | 65.84 | -14.76 | 0
17.6 | -9.4 | 0 | 63.68 | -16.92 | 0
16.8 | -10.2 | 0 | 62.24 | -18.36 | 0
16.2 | -10.8 | 0 | 61.16 | -19.44 | 0
15.8 | -11.2 | 0 | 60.44 | -20.16 | 0
15.1 | -11.9 | 0 | 59.18 | -21.42 | 0
15 | -12 | 0 | 59 | -21.6 | 0
14.7 | -12.3 | 0 | 58.46 | -22.14 | 0
13.9 | -13.1 | 0 | 57.02 | -23.58 | 0
14.8 | -12.2 | 0 | 58.64 | -21.96 | 0
19.5 | -7.5 | 0 | 67.1 | -13.5 | 0
23.1 | -3.9 | 0 | 73.58 | -7.02 | 0
25.4 | -1.6 | 0 | 77.72 | -2.88 | 0
27.4 | 0.4 | 0.4 | 81.32 | 0.72 | 0.72
28.9 | 1.9 | 1.9 | 84.02 | 3.42 | 3.42
29.9 | 2.9 | 2.9 | 85.82 | 5.22 | 5.22
30.9 | 3.9 | 3.9 | 87.62 | 7.02 | 7.02
31 | 4 | 4 | 87.8 | 7.2 | 7.2
30.9 | 3.9 | 3.9 | 87.62 | 7.02 | 7.02
29.8 | 2.8 | 2.8 | 85.64 | 5.04 | 5.04
26.9 | -0.1 | 0 | 80.42 | -0.18 | 0
23.2 | -3.8 | 0 | 73.76 | -6.84 | 0
21.5 | -5.5 | 0 | 70.7 | -9.9 | 0
20 | -7 | 0 | 68 | -12.6 | 0
19 | -8 | 0 | 66.2 | -14.4 | 0
18.4 | -8.6 | 0 | 65.12 | -15.48 | 0
17.2 | -9.8 | 0 | 62.96 | -17.64 | 0
16.9 | -10.1 | 0 | 62.42 | -18.18 | 0
16.4 | -10.6 | 0 | 61.52 | -19.08 | 0
16 | -11 | 0 | 60.8 | -19.8 | 0
15.5 | -11.5 | 0 | 59.9 | -20.7 | 0
15.3 | -11.7 | 0 | 59.54 | -21.06 | 0
14.5 | -12.5 | 0 | 58.1 | -22.5 | 0
18.2 | -8.8 | 0 | 64.76 | -15.84 | 0
22.1 | -4.9 | 0 | 71.78 | -8.82 | 0
25.7 | -1.3 | 0 | 78.26 | -2.34 | 0
28.3 | 1.3 | 1.3 | 82.94 | 2.34 | 2.34
29.6 | 2.6 | 2.6 | 85.28 | 4.68 | 4.68
32.6 | 5.6 | 5.6 | 90.68 | 10.08 | 10.08
32.6 | 5.6 | 5.6 | 90.68 | 10.08 | 10.08
33.4 | 6.4 | 6.4 | 92.12 | 11.52 | 11.52
33.6 | 6.6 | 6.6 | 92.48 | 11.88 | 11.88
32.8 | 5.8 | 5.8 | 91.04 | 10.44 | 10.44
31.4 | 4.4 | 4.4 | 88.52 | 7.92 | 7.92
29.9 | 2.9 | 2.9 | 85.82 | 5.22 | 5.22
29.1 | 2.1 | 2.1 | 84.38 | 3.78 | 3.78
28.1 | 1.1 | 1.1 | 82.58 | 1.98 | 1.98
26.4 | -0.6 | 0 | 79.52 | -1.08 | 0
24.1 | -2.9 | 0 | 75.38 | -5.22 | 0
24.2 | -2.8 | 0 | 75.56 | -5.04 | 0
24.3 | -2.7 | 0 | 75.74 | -4.86 | 0
23.9 | -3.1 | 0 | 75.02 | -5.58 | 0
23.1 | -3.9 | 0 | 73.58 | -7.02 | 0
21.8 | -5.2 | 0 | 71.24 | -9.36 | 0
21 | -6 | 0 | 69.8 | -10.8 | 0
20.5 | -6.5 | 0 | 68.9 | -11.7 | 0
20.1 | -6.9 | 0 | 68.18 | -12.42 | 0
19.6 | -7.4 | 0 | 67.28 | -13.32 | 0
21 | -6 | 0 | 69.8 | -10.8 | 0
23 | -4 | 0 | 73.4 | -7.2 | 0
26 | -1 | 0 | 78.8 | -1.8 | 0
26.8 | -0.2 | 0 | 80.24 | -0.36 | 0
28.7 | 1.7 | 1.7 | 83.66 | 3.06 | 3.06
30 | 3 | 3 | 86 | 5.4 | 5.4
30 | 3 | 3 | 86 | 5.4 | 5.4
29.7 | 2.7 | 2.7 | 85.46 | 4.86 | 4.86
28.6 | 1.6 | 1.6 | 83.48 | 2.88 | 2.88
26.3 | -0.7 | 0 | 79.34 | -1.26 | 0
24.5 | -2.5 | 0 | 76.1 | -4.5 | 0
23.6 | -3.4 | 0 | 74.48 | -6.12 | 0
22.9 | -4.1 | 0 | 73.22 | -7.38 | 0
22.9 | -4.1 | 0 | 73.22 | -7.38 | 0
21.6 | -5.4 | 0 | 70.88 | -9.72 | 0
20.9 | -6.1 | 0 | 69.62 | -10.98 | 0
20.5 | -6.5 | 0 | 68.9 | -11.7 | 0
19.9 | -7.1 | 0 | 67.82 | -12.78 | 0
19.4 | -7.6 | 0 | 66.92 | -13.68 | 0
18 | -9 | 0 | 64.4 | -16.2 | 0
17.1 | -9.9 | 0 | 62.78 | -17.82 | 0
16.4 | -10.6 | 0 | 61.52 | -19.08 | 0
15.5 | -11.5 | 0 | 59.9 | -20.7 | 0
15.5 | -11.5 | 0 | 59.9 | -20.7 | 0
17.9 | -9.1 | 0 | 64.22 | -16.38 | 0
20.7 | -6.3 | 0 | 69.26 | -11.34 | 0
22.8 | -4.2 | 0 | 73.04 | -7.56 | 0
24.3 | -2.7 | 0 | 75.74 | -4.86 | 0
28.7 | 1.7 | 1.7 | 83.66 | 3.06 | 3.06
26.9 | -0.1 | 0 | 80.42 | -0.18 | 0
27.1 | 0.1 | 0.1 | 80.78 | 0.18 | 0.18
27.2 | 0.2 | 0.2 | 80.96 | 0.36 | 0.36
27.2 | 0.2 | 0.2 | 80.96 | 0.36 | 0.36
26.2 | -0.8 | 0 | 79.16 | -1.44 | 0
24.2 | -2.8 | 0 | 75.56 | -5.04 | 0
22.8 | -4.2 | 0 | 73.04 | -7.56 | 0
21.4 | -5.6 | 0 | 70.52 | -10.08 | 0
21.5 | -5.5 | 0 | 70.7 | -9.9 | 0
20.2 | -6.8 | 0 | 68.36 | -12.24 | 0
19.7 | -7.3 | 0 | 67.46 | -13.14 | 0
18.7 | -8.3 | 0 | 65.66 | -14.94 | 0
18.5 | -8.5 | 0 | 65.3 | -15.3 | 0
18 | -9 | 0 | 64.4 | -16.2 | 0
17.7 | -9.3 | 0 | 63.86 | -16.74 | 0
17.5 | -9.5 | 0 | 63.5 | -17.1 | 0
17.2 | -9.8 | 0 | 62.96 | -17.64 | 0
17 | -10 | 0 | 62.6 | -18 | 0
17.4 | -9.6 | 0 | 63.32 | -17.28 | 0
21 | -6 | 0 | 69.8 | -10.8 | 0
24.5 | -2.5 | 0 | 76.1 | -4.5 | 0
26.2 | -0.8 | 0 | 79.16 | -1.44 | 0
25.5 | -1.5 | 0 | 77.9 | -2.7 | 0
30 | 3 | 3 | 86 | 5.4 | 5.4
30.3 | 3.3 | 3.3 | 86.54 | 5.94 | 5.94
30.5 | 3.5 | 3.5 | 86.9 | 6.3 | 6.3
30.4 | 3.4 | 3.4 | 86.72 | 6.12 | 6.12
29.7 | 2.7 | 2.7 | 85.46 | 4.86 | 4.86
28.3 | 1.3 | 1.3 | 82.94 | 2.34 | 2.34
26.5 | -0.5 | 0 | 79.7 | -0.9 | 0
25 | -2 | 0 | 77 | -3.6 | 0
23.7 | -3.3 | 0 | 74.66 | -5.94 | 0
23.2 | -3.8 | 0 | 73.76 | -6.84 | 0
22.3 | -4.7 | 0 | 72.14 | -8.46 | 0
21.8 | -5.2 | 0 | 71.24 | -9.36 | 0
21.8 | -5.2 | 0 | 71.24 | -9.36 | 0
20.8 | -6.2 | 0 | 69.44 | -11.16 | 0
20.5 | -6.5 | 0 | 68.9 | -11.7 | 0
19.6 | -7.4 | 0 | 67.28 | -13.32 | 0
18 | -9 | 0 | 64.4 | -16.2 | 0
17.9 | -9.1 | 0 | 64.22 | -16.38 | 0
17.4 | -9.6 | 0 | 63.32 | -17.28 | 0
20.5 | -6.5 | 0 | 68.9 | -11.7 | 0
19.3 | -7.7 | 0 | 66.74 | -13.86 | 0
26.9 | -0.1 | 0 | 80.42 | -0.18 | 0
28.3 | 1.3 | 1.3 | 82.94 | 2.34 | 2.34
30.4 | 3.4 | 3.4 | 86.72 | 6.12 | 6.12
31 | 4 | 4 | 87.8 | 7.2 | 7.2
31.3 | 4.3 | 4.3 | 88.34 | 7.74 | 7.74
31.6 | 4.6 | 4.6 | 88.88 | 8.28 | 8.28
31.6 | 4.6 | 4.6 | 88.88 | 8.28 | 8.28
31.4 | 4.4 | 4.4 | 88.52 | 7.92 | 7.92
24.8 | -2.2 | 0 | 76.64 | -3.96 | 0
20 | -7 | 0 | 68 | -12.6 | 0
21.7 | -5.3 | 0 | 71.06 | -9.54 | 0
21.5 | -5.5 | 0 | 70.7 | -9.9 | 0
21.3 | -5.7 | 0 | 70.34 | -10.26 | 0
20.5 | -6.5 | 0 | 68.9 | -11.7 | 0
21.3 | -5.7 | 0 | 70.34 | -10.26 | 0
21.3 | -5.7 | 0 | 70.34 | -10.26 | 0
20.7 | -6.3 | 0 | 69.26 | -11.34 | 0
19.8 | -7.2 | 0 | 67.64 | -12.96 | 0
20 | -7 | 0 | 68 | -12.6 | 0
19.5 | -7.5 | 0 | 67.1 | -13.5 | 0
18.6 | -8.4 | 0 | 65.48 | -15.12 | 0
18.7 | -8.3 | 0 | 65.66 | -14.94 | 0
18.7 | -8.3 | 0 | 65.66 | -14.94 | 0
20.2 | -6.8 | 0 | 68.36 | -12.24 | 0
23.2 | -3.8 | 0 | 73.76 | -6.84 | 0
25.7 | -1.3 | 0 | 78.26 | -2.34 | 0
27 | 0 | 0 | 80.6 | 0 | 0
28.1 | 1.1 | 1.1 | 82.58 | 1.98 | 1.98
27.9 | 0.9 | 0.9 | 82.22 | 1.62 | 1.62
26.9 | -0.1 | 0 | 80.42 | -0.18 | 0
25.4 | -1.6 | 0 | 77.72 | -2.88 | 0
24.2 | -2.8 | 0 | 75.56 | -5.04 | 0
22.9 | -4.1 | 0 | 73.22 | -7.38 | 0
20.5 | -6.5 | 0 | 68.9 | -11.7 | 0
19.3 | -7.7 | 0 | 66.74 | -13.86 | 0
19.1 | -7.9 | 0 | 66.38 | -14.22 | 0
18.3 | -8.7 | 0 | 64.94 | -15.66 | 0
17.7 | -9.3 | 0 | 63.86 | -16.74 | 0
17.2 | -9.8 | 0 | 62.96 | -17.64 | 0
16.5 | -10.5 | 0 | 61.7 | -18.9 | 0
16 | -11 | 0 | 60.8 | -19.8 | 0
15.4 | -11.6 | 0 | 59.72 | -20.88 | 0
15.4 | -11.6 | 0 | 59.72 | -20.88 | 0
15 | -12 | 0 | 59 | -21.6 | 0
14.8 | -12.2 | 0 | 58.64 | -21.96 | 0
14.8 | -12.2 | 0 | 58.64 | -21.96 | 0
15.3 | -11.7 | 0 | 59.54 | -21.06 | 0
17.9 | -9.1 | 0 | 64.22 | -16.38 | 0
20.3 | -6.7 | 0 | 68.54 | -12.06 | 0
22.4 | -4.6 | 0 | 72.32 | -8.28 | 0
23.7 | -3.3 | 0 | 74.66 | -5.94 | 0
24.9 | -2.1 | 0 | 76.82 | -3.78 | 0
25.4 | -1.6 | 0 | 77.72 | -2.88 | 0
25.6 | -1.4 | 0 | 78.08 | -2.52 | 0
25.8 | -1.2 | 0 | 78.44 | -2.16 | 0
25.7 | -1.3 | 0 | 78.26 | -2.34 | 0
25.2 | -1.8 | 0 | 77.36 | -3.24 | 0
23.1 | -3.9 | 0 | 73.58 | -7.02 | 0
21.1 | -5.9 | 0 | 69.98 | -10.62 | 0
19.9 | -7.1 | 0 | 67.82 | -12.78 | 0
19.3 | -7.7 | 0 | 66.74 | -13.86 | 0
18.4 | -8.6 | 0 | 65.12 | -15.48 | 0
17.8 | -9.2 | 0 | 64.04 | -16.56 | 0
16.9 | -10.1 | 0 | 62.42 | -18.18 | 0
16.6 | -10.4 | 0 | 61.88 | -18.72 | 0
16.3 | -10.7 | 0 | 61.34 | -19.26 | 0
15.8 | -11.2 | 0 | 60.44 | -20.16 | 0
15.8 | -11.2 | 0 | 60.44 | -20.16 | 0
15.5 | -11.5 | 0 | 59.9 | -20.7 | 0
15.6 | -11.4 | 0 | 60.08 | -20.52 | 0
17 | -10 | 0 | 62.6 | -18 | 0
20.6 | -6.4 | 0 | 69.08 | -11.52 | 0
22.9 | -4.1 | 0 | 73.22 | -7.38 | 0
24.2 | -2.8 | 0 | 75.56 | -5.04 | 0
25.5 | -1.5 | 0 | 77.9 | -2.7 | 0
26.5 | -0.5 | 0 | 79.7 | -0.9 | 0
26.9 | -0.1 | 0 | 80.42 | -0.18 | 0
27.6 | 0.6 | 0.6 | 81.68 | 1.08 | 1.08
27.5 | 0.5 | 0.5 | 81.5 | 0.9 | 0.9
27.2 | 0.2 | 0.2 | 80.96 | 0.36 | 0.36
26.8 | -0.2 | 0 | 80.24 | -0.36 | 0
24.8 | -2.2 | 0 | 76.64 | -3.96 | 0
22.7 | -4.3 | 0 | 72.86 | -7.74 | 0
21 | -6 | 0 | 69.8 | -10.8 | 0
19.6 | -7.4 | 0 | 67.28 | -13.32 | 0
18.8 | -8.2 | 0 | 65.84 | -14.76 | 0
18 | -9 | 0 | 64.4 | -16.2 | 0
17.2 | -9.8 | 0 | 62.96 | -17.64 | 0
16.6 | -10.4 | 0 | 61.88 | -18.72 | 0
16.4 | -10.6 | 0 | 61.52 | -19.08 | 0
16.3 | -10.7 | 0 | 61.34 | -19.26 | 0
16.2 | -10.8 | 0 | 61.16 | -19.44 | 0
16.1 | -10.9 | 0 | 60.98 | -19.62 | 0
16 | -11 | 0 | 60.8 | -19.8 | 0
17.3 | -9.7 | 0 | 63.14 | -17.46 | 0
21.7 | -5.3 | 0 | 71.06 | -9.54 | 0
24.4 | -2.6 | 0 | 75.92 | -4.68 | 0
25.6 | -1.4 | 0 | 78.08 | -2.52 | 0
26.8 | -0.2 | 0 | 80.24 | -0.36 | 0
28.3 | 1.3 | 1.3 | 82.94 | 2.34 | 2.34
28.6 | 1.6 | 1.6 | 83.48 | 2.88 | 2.88
28.9 | 1.9 | 1.9 | 84.02 | 3.42 | 3.42
29.2 | 2.2 | 2.2 | 84.56 | 3.96 | 3.96
29 | 2 | 2 | 84.2 | 3.6 | 3.6
28.6 | 1.6 | 1.6 | 83.48 | 2.88 | 2.88
26.7 | -0.3 | 0 | 80.06 | -0.54 | 0
24.4 | -2.6 | 0 | 75.92 | -4.68 | 0
22.8 | -4.2 | 0 | 73.04 | -7.56 | 0
22.2 | -4.8 | 0 | 71.96 | -8.64 | 0
21.5 | -5.5 | 0 | 70.7 | -9.9 | 0
21.4 | -5.6 | 0 | 70.52 | -10.08 | 0
20.5 | -6.5 | 0 | 68.9 | -11.7 | 0
19.1 | -7.9 | 0 | 66.38 | -14.22 | 0
18.1 | -8.9 | 0 | 64.58 | -16.02 | 0
17.7 | -9.3 | 0 | 63.86 | -16.74 | 0
17.7 | -9.3 | 0 | 63.86 | -16.74 | 0
17.6 | -9.4 | 0 | 63.68 | -16.92 | 0
17.6 | -9.4 | 0 | 63.68 | -16.92 | 0
19 | -8 | 0 | 66.2 | -14.4 | 0
21.5 | -5.5 | 0 | 70.7 | -9.9 | 0
24.9 | -2.1 | 0 | 76.82 | -3.78 | 0
26.7 | -0.3 | 0 | 80.06 | -0.54 | 0
29 | 2 | 2 | 84.2 | 3.6 | 3.6
29.7 | 2.7 | 2.7 | 85.46 | 4.86 | 4.86
30.4 | 3.4 | 3.4 | 86.72 | 6.12 | 6.12
30.9 | 3.9 | 3.9 | 87.62 | 7.02 | 7.02
30.9 | 3.9 | 3.9 | 87.62 | 7.02 | 7.02
30.8 | 3.8 | 3.8 | 87.44 | 6.84 | 6.84
29.7 | 2.7 | 2.7 | 85.46 | 4.86 | 4.86
27.8 | 0.8 | 0.8 | 82.04 | 1.44 | 1.44
25.5 | -1.5 | 0 | 77.9 | -2.7 | 0
23.9 | -3.1 | 0 | 75.02 | -5.58 | 0
22 | -5 | 0 | 71.6 | -9 | 0
20.5 | -6.5 | 0 | 68.9 | -11.7 | 0
19.8 | -7.2 | 0 | 67.64 | -12.96 | 0
19.1 | -7.9 | 0 | 66.38 | -14.22 | 0
18.6 | -8.4 | 0 | 65.48 | -15.12 | 0
18.1 | -8.9 | 0 | 64.58 | -16.02 | 0
18 | -9 | 0 | 64.4 | -16.2 | 0
17.8 | -9.2 | 0 | 64.04 | -16.56 | 0
17.8 | -9.2 | 0 | 64.04 | -16.56 | 0
17.3 | -9.7 | 0 | 63.14 | -17.46 | 0
19.3 | -7.7 | 0 | 66.74 | -13.86 | 0
23.4 | -3.6 | 0 | 74.12 | -6.48 | 0
26.1 | -0.9 | 0 | 78.98 | -1.62 | 0
27.7 | 0.7 | 0.7 | 81.86 | 1.26 | 1.26
29.4 | 2.4 | 2.4 | 84.92 | 4.32 | 4.32
31.1 | 4.1 | 4.1 | 87.98 | 7.38 | 7.38
31.9 | 4.9 | 4.9 | 89.42 | 8.82 | 8.82
32.3 | 5.3 | 5.3 | 90.14 | 9.54 | 9.54
32.3 | 5.3 | 5.3 | 90.14 | 9.54 | 9.54
32.1 | 5.1 | 5.1 | 89.78 | 9.18 | 9.18
31.4 | 4.4 | 4.4 | 88.52 | 7.92 | 7.92
28.9 | 1.9 | 1.9 | 84.02 | 3.42 | 3.42
27.1 | 0.1 | 0.1 | 80.78 | 0.18 | 0.18
25.9 | -1.1 | 0 | 78.62 | -1.98 | 0
25 | -2 | 0 | 77 | -3.6 | 0
23.9 | -3.1 | 0 | 75.02 | -5.58 | 0
23.3 | -3.7 | 0 | 73.94 | -6.66 | 0
22.9 | -4.1 | 0 | 73.22 | -7.38 | 0
23.7 | -3.3 | 0 | 74.66 | -5.94 | 0
22.4 | -4.6 | 0 | 72.32 | -8.28 | 0
20.5 | -6.5 | 0 | 68.9 | -11.7 | 0
20.3 | -6.7 | 0 | 68.54 | -12.06 | 0
20.3 | -6.7 | 0 | 68.54 | -12.06 | 0
20.3 | -6.7 | 0 | 68.54 | -12.06 | 0
21.3 | -5.7 | 0 | 70.34 | -10.26 | 0
24.4 | -2.6 | 0 | 75.92 | -4.68 | 0
28.2 | 1.2 | 1.2 | 82.76 | 2.16 | 2.16
31.6 | 4.6 | 4.6 | 88.88 | 8.28 | 8.28
33.4 | 6.4 | 6.4 | 92.12 | 11.52 | 11.52
34.9 | 7.9 | 7.9 | 94.82 | 14.22 | 14.22
35.1 | 8.1 | 8.1 | 95.18 | 14.58 | 14.58
35.2 | 8.2 | 8.2 | 95.36 | 14.76 | 14.76
35.1 | 8.1 | 8.1 | 95.18 | 14.58 | 14.58
34.9 | 7.9 | 7.9 | 94.82 | 14.22 | 14.22
33.5 | 6.5 | 6.5 | 92.3 | 11.7 | 11.7
31.2 | 4.2 | 4.2 | 88.16 | 7.56 | 7.56
29.9 | 2.9 | 2.9 | 85.82 | 5.22 | 5.22
29 | 2 | 2 | 84.2 | 3.6 | 3.6
27.8 | 0.8 | 0.8 | 82.04 | 1.44 | 1.44
27.1 | 0.1 | 0.1 | 80.78 | 0.18 | 0.18
25.9 | -1.1 | 0 | 78.62 | -1.98 | 0
24.9 | -2.1 | 0 | 76.82 | -3.78 | 0
24.7 | -2.3 | 0 | 76.46 | -4.14 | 0
24.6 | -2.4 | 0 | 76.28 | -4.32 | 0
23.4 | -3.6 | 0 | 74.12 | -6.48 | 0
22.4 | -4.6 | 0 | 72.32 | -8.28 | 0
22 | -5 | 0 | 71.6 | -9 | 0
22.2 | -4.8 | 0 | 71.96 | -8.64 | 0
23.2 | -3.8 | 0 | 73.76 | -6.84 | 0
26.4 | -0.6 | 0 | 79.52 | -1.08 | 0
29.1 | 2.1 | 2.1 | 84.38 | 3.78 | 3.78
31.3 | 4.3 | 4.3 | 88.34 | 7.74 | 7.74
32 | 5 | 5 | 89.6 | 9 | 9
33.8 | 6.8 | 6.8 | 92.84 | 12.24 | 12.24
34.3 | 7.3 | 7.3 | 93.74 | 13.14 | 13.14
34.9 | 7.9 | 7.9 | 94.82 | 14.22 | 14.22
34.9 | 7.9 | 7.9 | 94.82 | 14.22 | 14.22
34.7 | 7.7 | 7.7 | 94.46 | 13.86 | 13.86
33.3 | 6.3 | 6.3 | 91.94 | 11.34 | 11.34
30.8 | 3.8 | 3.8 | 87.44 | 6.84 | 6.84
29 | 2 | 2 | 84.2 | 3.6 | 3.6
27.3 | 0.3 | 0.3 | 81.14 | 0.54 | 0.54
26 | -1 | 0 | 78.8 | -1.8 | 0
24.9 | -2.1 | 0 | 76.82 | -3.78 | 0
24.5 | -2.5 | 0 | 76.1 | -4.5 | 0
24.8 | -2.2 | 0 | 76.64 | -3.96 | 0
24.8 | -2.2 | 0 | 76.64 | -3.96 | 0
24.5 | -2.5 | 0 | 76.1 | -4.5 | 0
24.4 | -2.6 | 0 | 75.92 | -4.68 | 0
24.2 | -2.8 | 0 | 75.56 | -5.04 | 0
23.6 | -3.4 | 0 | 74.48 | -6.12 | 0
22.6 | -4.4 | 0 | 72.68 | -7.92 | 0
24 | -3 | 0 | 75.2 | -5.4 | 0
27.2 | 0.2 | 0.2 | 80.96 | 0.36 | 0.36
30.4 | 3.4 | 3.4 | 86.72 | 6.12 | 6.12
33 | 6 | 6 | 91.4 | 10.8 | 10.8
34.9 | 7.9 | 7.9 | 94.82 | 14.22 | 14.22
35.7 | 8.7 | 8.7 | 96.26 | 15.66 | 15.66
36.3 | 9.3 | 9.3 | 97.34 | 16.74 | 16.74
36.3 | 9.3 | 9.3 | 97.34 | 16.74 | 16.74
36.4 | 9.4 | 9.4 | 97.52 | 16.92 | 16.92
36.2 | 9.2 | 9.2 | 97.16 | 16.56 | 16.56
34.2 | 7.2 | 7.2 | 93.56 | 12.96 | 12.96
31.9 | 4.9 | 4.9 | 89.42 | 8.82 | 8.82
30.7 | 3.7 | 3.7 | 87.26 | 6.66 | 6.66
28.8 | 1.8 | 1.8 | 83.84 | 3.24 | 3.24
27.1 | 0.1 | 0.1 | 80.78 | 0.18 | 0.18
26.6 | -0.4 | 0 | 79.88 | -0.72 | 0
25.9 | -1.1 | 0 | 78.62 | -1.98 | 0
25.6 | -1.4 | 0 | 78.08 | -2.52 | 0
24.8 | -2.2 | 0 | 76.64 | -3.96 | 0
23.8 | -3.2 | 0 | 74.84 | -5.76 | 0
22.9 | -4.1 | 0 | 73.22 | -7.38 | 0
22.1 | -4.9 | 0 | 71.78 | -8.82 | 0
21.6 | -5.4 | 0 | 70.88 | -9.72 | 0
21.1 | -5.9 | 0 | 69.98 | -10.62 | 0
22 | -5 | 0 | 71.6 | -9 | 0
25.5 | -1.5 | 0 | 77.9 | -2.7 | 0
26.9 | -0.1 | 0 | 80.42 | -0.18 | 0
28.9 | 1.9 | 1.9 | 84.02 | 3.42 | 3.42
30.9 | 3.9 | 3.9 | 87.62 | 7.02 | 7.02
31.8 | 4.8 | 4.8 | 89.24 | 8.64 | 8.64
32.8 | 5.8 | 5.8 | 91.04 | 10.44 | 10.44
33 | 6 | 6 | 91.4 | 10.8 | 10.8
32.4 | 5.4 | 5.4 | 90.32 | 9.72 | 9.72
31.9 | 4.9 | 4.9 | 89.42 | 8.82 | 8.82
30.4 | 3.4 | 3.4 | 86.72 | 6.12 | 6.12
28.6 | 1.6 | 1.6 | 83.48 | 2.88 | 2.88
26.8 | -0.2 | 0 | 80.24 | -0.36 | 0
26.4 | -0.6 | 0 | 79.52 | -1.08 | 0
25.8 | -1.2 | 0 | 78.44 | -2.16 | 0
24.4 | -2.6 | 0 | 75.92 | -4.68 | 0
23.4 | -3.6 | 0 | 74.12 | -6.48 | 0
23.6 | -3.4 | 0 | 74.48 | -6.12 | 0
23.9 | -3.1 | 0 | 75.02 | -5.58 | 0
23.8 | -3.2 | 0 | 74.84 | -5.76 | 0
22.6 | -4.4 | 0 | 72.68 | -7.92 | 0
21.6 | -5.4 | 0 | 70.88 | -9.72 | 0
20.9 | -6.1 | 0 | 69.62 | -10.98 | 0
20.4 | -6.6 | 0 | 68.72 | -11.88 | 0
21.1 | -5.9 | 0 | 69.98 | -10.62 | 0
24.1 | -2.9 | 0 | 75.38 | -5.22 | 0
27.7 | 0.7 | 0.7 | 81.86 | 1.26 | 1.26
30.1 | 3.1 | 3.1 | 86.18 | 5.58 | 5.58
32.2 | 5.2 | 5.2 | 89.96 | 9.36 | 9.36
33.4 | 6.4 | 6.4 | 92.12 | 11.52 | 11.52
34.4 | 7.4 | 7.4 | 93.92 | 13.32 | 13.32
34.8 | 7.8 | 7.8 | 94.64 | 14.04 | 14.04
34.6 | 7.6 | 7.6 | 94.28 | 13.68 | 13.68
34.4 | 7.4 | 7.4 | 93.92 | 13.32 | 13.32
33.1 | 6.1 | 6.1 | 91.58 | 10.98 | 10.98
30.1 | 3.1 | 3.1 | 86.18 | 5.58 | 5.58
28.1 | 1.1 | 1.1 | 82.58 | 1.98 | 1.98
26.4 | -0.6 | 0 | 79.52 | -1.08 | 0
25.2 | -1.8 | 0 | 77.36 | -3.24 | 0
24.4 | -2.6 | 0 | 75.92 | -4.68 | 0
24 | -3 | 0 | 75.2 | -5.4 | 0
23.4 | -3.6 | 0 | 74.12 | -6.48 | 0
23 | -4 | 0 | 73.4 | -7.2 | 0
22.6 | -4.4 | 0 | 72.68 | -7.92 | 0
22.4 | -4.6 | 0 | 72.32 | -8.28 | 0
22.6 | -4.4 | 0 | 72.68 | -7.92 | 0
22.7 | -4.3 | 0 | 72.86 | -7.74 | 0
22.4 | -4.6 | 0 | 72.32 | -8.28 | 0
24.4 | -2.6 | 0 | 75.92 | -4.68 | 0
25.9 | -1.1 | 0 | 78.62 | -1.98 | 0
28.9 | 1.9 | 1.9 | 84.02 | 3.42 | 3.42
31.4 | 4.4 | 4.4 | 88.52 | 7.92 | 7.92
32.7 | 5.7 | 5.7 | 90.86 | 10.26 | 10.26
33.9 | 6.9 | 6.9 | 93.02 | 12.42 | 12.42
34.6 | 7.6 | 7.6 | 94.28 | 13.68 | 13.68
35.5 | 8.5 | 8.5 | 95.9 | 15.3 | 15.3
35.4 | 8.4 | 8.4 | 95.72 | 15.12 | 15.12
34.9 | 7.9 | 7.9 | 94.82 | 14.22 | 14.22
33.6 | 6.6 | 6.6 | 92.48 | 11.88 | 11.88
31.7 | 4.7 | 4.7 | 89.06 | 8.46 | 8.46
30.5 | 3.5 | 3.5 | 86.9 | 6.3 | 6.3
29.6 | 2.6 | 2.6 | 85.28 | 4.68 | 4.68
27.2 | 0.2 | 0.2 | 80.96 | 0.36 | 0.36
26.2 | -0.8 | 0 | 79.16 | -1.44 | 0
26.7 | -0.3 | 0 | 80.06 | -0.54 | 0
26.7 | -0.3 | 0 | 80.06 | -0.54 | 0
26.9 | -0.1 | 0 | 80.42 | -0.18 | 0
27.1 | 0.1 | 0.1 | 80.78 | 0.18 | 0.18
26.4 | -0.6 | 0 | 79.52 | -1.08 | 0
26.3 | -0.7 | 0 | 79.34 | -1.26 | 0
25.5 | -1.5 | 0 | 77.9 | -2.7 | 0
25.1 | -1.9 | 0 | 77.18 | -3.42 | 0
24.7 | -2.3 | 0 | 76.46 | -4.14 | 0
25.4 | -1.6 | 0 | 77.72 | -2.88 | 0
27.6 | 0.6 | 0.6 | 81.68 | 1.08 | 1.08
29.4 | 2.4 | 2.4 | 84.92 | 4.32 | 4.32
29.4 | 2.4 | 2.4 | 84.92 | 4.32 | 4.32
30.1 | 3.1 | 3.1 | 86.18 | 5.58 | 5.58
30.2 | 3.2 | 3.2 | 86.36 | 5.76 | 5.76
30.8 | 3.8 | 3.8 | 87.44 | 6.84 | 6.84
30.7 | 3.7 | 3.7 | 87.26 | 6.66 | 6.66
30.3 | 3.3 | 3.3 | 86.54 | 5.94 | 5.94
28.6 | 1.6 | 1.6 | 83.48 | 2.88 | 2.88
27.2 | 0.2 | 0.2 | 80.96 | 0.36 | 0.36
26.4 | -0.6 | 0 | 79.52 | -1.08 | 0
25.6 | -1.4 | 0 | 78.08 | -2.52 | 0
24.9 | -2.1 | 0 | 76.82 | -3.78 | 0
24.4 | -2.6 | 0 | 75.92 | -4.68 | 0
23.6 | -3.4 | 0 | 74.48 | -6.12 | 0
22.2 | -4.8 | 0 | 71.96 | -8.64 | 0
21 | -6 | 0 | 69.8 | -10.8 | 0
20.8 | -6.2 | 0 | 69.44 | -11.16 | 0
20.7 | -6.3 | 0 | 69.26 | -11.34 | 0
19.9 | -7.1 | 0 | 67.82 | -12.78 | 0
19.4 | -7.6 | 0 | 66.92 | -13.68 | 0
19.4 | -7.6 | 0 | 66.92 | -13.68 | 0
21.7 | -5.3 | 0 | 71.06 | -9.54 | 0
26.8 | -0.2 | 0 | 80.24 | -0.36 | 0
28.5 | 1.5 | 1.5 | 83.3 | 2.7 | 2.7
29.6 | 2.6 | 2.6 | 85.28 | 4.68 | 4.68
31.7 | 4.7 | 4.7 | 89.06 | 8.46 | 8.46
32.5 | 5.5 | 5.5 | 90.5 | 9.9 | 9.9
32.9 | 5.9 | 5.9 | 91.22 | 10.62 | 10.62
33.6 | 6.6 | 6.6 | 92.48 | 11.88 | 11.88
33.5 | 6.5 | 6.5 | 92.3 | 11.7 | 11.7
33.3 | 6.3 | 6.3 | 91.94 | 11.34 | 11.34
32.1 | 5.1 | 5.1 | 89.78 | 9.18 | 9.18
30.5 | 3.5 | 3.5 | 86.9 | 6.3 | 6.3
28.3 | 1.3 | 1.3 | 82.94 | 2.34 | 2.34
27.1 | 0.1 | 0.1 | 80.78 | 0.18 | 0.18
25.8 | -1.2 | 0 | 78.44 | -2.16 | 0
23.6 | -3.4 | 0 | 74.48 | -6.12 | 0
24.1 | -2.9 | 0 | 75.38 | -5.22 | 0
24.3 | -2.7 | 0 | 75.74 | -4.86 | 0
23.7 | -3.3 | 0 | 74.66 | -5.94 | 0
22.6 | -4.4 | 0 | 72.68 | -7.92 | 0
21.5 | -5.5 | 0 | 70.7 | -9.9 | 0
20.3 | -6.7 | 0 | 68.54 | -12.06 | 0
19.6 | -7.4 | 0 | 67.28 | -13.32 | 0
19.6 | -7.4 | 0 | 67.28 | -13.32 | 0
20.3 | -6.7 | 0 | 68.54 | -12.06 | 0
24.1 | -2.9 | 0 | 75.38 | -5.22 | 0
25.6 | -1.4 | 0 | 78.08 | -2.52 | 0
27.9 | 0.9 | 0.9 | 82.22 | 1.62 | 1.62
30.1 | 3.1 | 3.1 | 86.18 | 5.58 | 5.58
31.7 | 4.7 | 4.7 | 89.06 | 8.46 | 8.46
32.8 | 5.8 | 5.8 | 91.04 | 10.44 | 10.44
33.1 | 6.1 | 6.1 | 91.58 | 10.98 | 10.98
33.3 | 6.3 | 6.3 | 91.94 | 11.34 | 11.34
32.8 | 5.8 | 5.8 | 91.04 | 10.44 | 10.44
31.1 | 4.1 | 4.1 | 87.98 | 7.38 | 7.38
29.1 | 2.1 | 2.1 | 84.38 | 3.78 | 3.78
26.6 | -0.4 | 0 | 79.88 | -0.72 | 0
25.1 | -1.9 | 0 | 77.18 | -3.42 | 0
24.1 | -2.9 | 0 | 75.38 | -5.22 | 0
23.7 | -3.3 | 0 | 74.66 | -5.94 | 0
23.8 | -3.2 | 0 | 74.84 | -5.76 | 0
21.9 | -5.1 | 0 | 71.42 | -9.18 | 0
22.6 | -4.4 | 0 | 72.68 | -7.92 | 0
22.1 | -4.9 | 0 | 71.78 | -8.82 | 0
22.1 | -4.9 | 0 | 71.78 | -8.82 | 0
21.9 | -5.1 | 0 | 71.42 | -9.18 | 0
21.3 | -5.7 | 0 | 70.34 | -10.26 | 0
20.6 | -6.4 | 0 | 69.08 | -11.52 | 0
22.5 | -4.5 | 0 | 72.5 | -8.1 | 0
26.2 | -0.8 | 0 | 79.16 | -1.44 | 0
29.1 | 2.1 | 2.1 | 84.38 | 3.78 | 3.78
30.8 | 3.8 | 3.8 | 87.44 | 6.84 | 6.84
32.5 | 5.5 | 5.5 | 90.5 | 9.9 | 9.9
33.3 | 6.3 | 6.3 | 91.94 | 11.34 | 11.34
34.3 | 7.3 | 7.3 | 93.74 | 13.14 | 13.14
34.5 | 7.5 | 7.5 | 94.1 | 13.5 | 13.5
34.9 | 7.9 | 7.9 | 94.82 | 14.22 | 14.22
34.5 | 7.5 | 7.5 | 94.1 | 13.5 | 13.5
33.2 | 6.2 | 6.2 | 91.76 | 11.16 | 11.16
31 | 4 | 4 | 87.8 | 7.2 | 7.2
28.7 | 1.7 | 1.7 | 83.66 | 3.06 | 3.06
27.3 | 0.3 | 0.3 | 81.14 | 0.54 | 0.54
25.5 | -1.5 | 0 | 77.9 | -2.7 | 0
24 | -3 | 0 | 75.2 | -5.4 | 0
22.7 | -4.3 | 0 | 72.86 | -7.74 | 0
21.8 | -5.2 | 0 | 71.24 | -9.36 | 0
21.3 | -5.7 | 0 | 70.34 | -10.26 | 0
21.3 | -5.7 | 0 | 70.34 | -10.26 | 0
21 | -6 | 0 | 69.8 | -10.8 | 0
21 | -6 | 0 | 69.8 | -10.8 | 0
20.8 | -6.2 | 0 | 69.44 | -11.16 | 0
20.5 | -6.5 | 0 | 68.9 | -11.7 | 0
22.5 | -4.5 | 0 | 72.5 | -8.1 | 0
26.7 | -0.3 | 0 | 80.06 | -0.54 | 0
29.5 | 2.5 | 2.5 | 85.1 | 4.5 | 4.5
31.7 | 4.7 | 4.7 | 89.06 | 8.46 | 8.46
33.3 | 6.3 | 6.3 | 91.94 | 11.34 | 11.34
33.9 | 6.9 | 6.9 | 93.02 | 12.42 | 12.42
34.9 | 7.9 | 7.9 | 94.82 | 14.22 | 14.22
35.3 | 8.3 | 8.3 | 95.54 | 14.94 | 14.94
35.4 | 8.4 | 8.4 | 95.72 | 15.12 | 15.12
35.1 | 8.1 | 8.1 | 95.18 | 14.58 | 14.58
34.5 | 7.5 | 7.5 | 94.1 | 13.5 | 13.5
31.9 | 4.9 | 4.9 | 89.42 | 8.82 | 8.82
29 | 2 | 2 | 84.2 | 3.6 | 3.6
26.5 | -0.5 | 0 | 79.7 | -0.9 | 0
24.5 | -2.5 | 0 | 76.1 | -4.5 | 0
23.5 | -3.5 | 0 | 74.3 | -6.3 | 0
22.3 | -4.7 | 0 | 72.14 | -8.46 | 0
22 | -5 | 0 | 71.6 | -9 | 0
21.2 | -5.8 | 0 | 70.16 | -10.44 | 0
20.5 | -6.5 | 0 | 68.9 | -11.7 | 0
20 | -7 | 0 | 68 | -12.6 | 0
19.9 | -7.1 | 0 | 67.82 | -12.78 | 0
19.5 | -7.5 | 0 | 67.1 | -13.5 | 0
19.2 | -7.8 | 0 | 66.56 | -14.04 | 0
20 | -7 | 0 | 68 | -12.6 | 0
28.5 | 1.5 | 1.5 | 83.3 | 2.7 | 2.7
32.8 | 5.8 | 5.8 | 91.04 | 10.44 | 10.44
35.2 | 8.2 | 8.2 | 95.36 | 14.76 | 14.76
36.2 | 9.2 | 9.2 | 97.16 | 16.56 | 16.56
37.2 | 10.2 | 10.2 | 98.96 | 18.36 | 18.36
37.7 | 10.7 | 10.7 | 99.86 | 19.26 | 19.26
38 | 11 | 11 | 100.4 | 19.8 | 19.8
37.8 | 10.8 | 10.8 | 100.04 | 19.44 | 19.44
37 | 10 | 10 | 98.6 | 18 | 18
35.7 | 8.7 | 8.7 | 96.26 | 15.66 | 15.66
32.6 | 5.6 | 5.6 | 90.68 | 10.08 | 10.08
29.6 | 2.6 | 2.6 | 85.28 | 4.68 | 4.68
27.2 | 0.2 | 0.2 | 80.96 | 0.36 | 0.36
25.7 | -1.3 | 0 | 78.26 | -2.34 | 0
24.5 | -2.5 | 0 | 76.1 | -4.5 | 0
23.2 | -3.8 | 0 | 73.76 | -6.84 | 0
22.6 | -4.4 | 0 | 72.68 | -7.92 | 0
21.9 | -5.1 | 0 | 71.42 | -9.18 | 0
21.6 | -5.4 | 0 | 70.88 | -9.72 | 0
21.2 | -5.8 | 0 | 70.16 | -10.44 | 0
20.4 | -6.6 | 0 | 68.72 | -11.88 | 0
20.2 | -6.8 | 0 | 68.36 | -12.24 | 0
20.2 | -6.8 | 0 | 68.36 | -12.24 | 0
22.7 | -4.3 | 0 | 72.86 | -7.74 | 0
33.1 | 6.1 | 6.1 | 91.58 | 10.98 | 10.98
34.9 | 7.9 | 7.9 | 94.82 | 14.22 | 14.22
36.8 | 9.8 | 9.8 | 98.24 | 17.64 | 17.64
37.6 | 10.6 | 10.6 | 99.68 | 19.08 | 19.08
38.8 | 11.8 | 11.8 | 101.84 | 21.24 | 21.24
39.6 | 12.6 | 12.6 | 103.28 | 22.68 | 22.68
39.6 | 12.6 | 12.6 | 103.28 | 22.68 | 22.68
39.1 | 12.1 | 12.1 | 102.38 | 21.78 | 21.78
38.1 | 11.1 | 11.1 | 100.58 | 19.98 | 19.98
36.3 | 9.3 | 9.3 | 97.34 | 16.74 | 16.74
33.3 | 6.3 | 6.3 | 91.94 | 11.34 | 11.34
31.3 | 4.3 | 4.3 | 88.34 | 7.74 | 7.74
30.6 | 3.6 | 3.6 | 87.08 | 6.48 | 6.48
29.4 | 2.4 | 2.4 | 84.92 | 4.32 | 4.32
28.1 | 1.1 | 1.1 | 82.58 | 1.98 | 1.98
27.5 | 0.5 | 0.5 | 81.5 | 0.9 | 0.9
26.8 | -0.2 | 0 | 80.24 | -0.36 | 0
25.9 | -1.1 | 0 | 78.62 | -1.98 | 0
24.9 | -2.1 | 0 | 76.82 | -3.78 | 0
24.4 | -2.6 | 0 | 75.92 | -4.68 | 0
24.1 | -2.9 | 0 | 75.38 | -5.22 | 0
23.8 | -3.2 | 0 | 74.84 | -5.76 | 0
23.6 | -3.4 | 0 | 74.48 | -6.12 | 0
26.6 | -0.4 | 0 | 79.88 | -0.72 | 0
30 | 3 | 3 | 86 | 5.4 | 5.4
33.2 | 6.2 | 6.2 | 91.76 | 11.16 | 11.16
36.2 | 9.2 | 9.2 | 97.16 | 16.56 | 16.56
37.7 | 10.7 | 10.7 | 99.86 | 19.26 | 19.26
38.9 | 11.9 | 11.9 | 102.02 | 21.42 | 21.42
39.5 | 12.5 | 12.5 | 103.1 | 22.5 | 22.5
40.1 | 13.1 | 13.1 | 104.18 | 23.58 | 23.58
39.7 | 12.7 | 12.7 | 103.46 | 22.86 | 22.86
39 | 12 | 12 | 102.2 | 21.6 | 21.6
37.9 | 10.9 | 10.9 | 100.22 | 19.62 | 19.62
35.2 | 8.2 | 8.2 | 95.36 | 14.76 | 14.76
33 | 6 | 6 | 91.4 | 10.8 | 10.8
30 | 3 | 3 | 86 | 5.4 | 5.4
28.2 | 1.2 | 1.2 | 82.76 | 2.16 | 2.16
26.7 | -0.3 | 0 | 80.06 | -0.54 | 0
26.3 | -0.7 | 0 | 79.34 | -1.26 | 0
25.4 | -1.6 | 0 | 77.72 | -2.88 | 0
25.1 | -1.9 | 0 | 77.18 | -3.42 | 0
25.2 | -1.8 | 0 | 77.36 | -3.24 | 0
25.3 | -1.7 | 0 | 77.54 | -3.06 | 0
25.4 | -1.6 | 0 | 77.72 | -2.88 | 0
25.9 | -1.1 | 0 | 78.62 | -1.98 | 0
25.8 | -1.2 | 0 | 78.44 | -2.16 | 0
27.1 | 0.1 | 0.1 | 80.78 | 0.18 | 0.18
30.7 | 3.7 | 3.7 | 87.26 | 6.66 | 6.66
33.9 | 6.9 | 6.9 | 93.02 | 12.42 | 12.42
36.7 | 9.7 | 9.7 | 98.06 | 17.46 | 17.46
38 | 11 | 11 | 100.4 | 19.8 | 19.8
38.5 | 11.5 | 11.5 | 101.3 | 20.7 | 20.7
39.7 | 12.7 | 12.7 | 103.46 | 22.86 | 22.86
39.7 | 12.7 | 12.7 | 103.46 | 22.86 | 22.86
39.5 | 12.5 | 12.5 | 103.1 | 22.5 | 22.5
38.7 | 11.7 | 11.7 | 101.66 | 21.06 | 21.06
37.7 | 10.7 | 10.7 | 99.86 | 19.26 | 19.26
36.4 | 9.4 | 9.4 | 97.52 | 16.92 | 16.92
35 | 8 | 8 | 95 | 14.4 | 14.4
34.9 | 7.9 | 7.9 | 94.82 | 14.22 | 14.22
34.7 | 7.7 | 7.7 | 94.46 | 13.86 | 13.86
33.9 | 6.9 | 6.9 | 93.02 | 12.42 | 12.42
32.5 | 5.5 | 5.5 | 90.5 | 9.9 | 9.9
32.2 | 5.2 | 5.2 | 89.96 | 9.36 | 9.36
31.5 | 4.5 | 4.5 | 88.7 | 8.1 | 8.1
31.2 | 4.2 | 4.2 | 88.16 | 7.56 | 7.56
31.2 | 4.2 | 4.2 | 88.16 | 7.56 | 7.56
29.7 | 2.7 | 2.7 | 85.46 | 4.86 | 4.86
29.1 | 2.1 | 2.1 | 84.38 | 3.78 | 3.78
28.9 | 1.9 | 1.9 | 84.02 | 3.42 | 3.42
29.2 | 2.2 | 2.2 | 84.56 | 3.96 | 3.96
31.4 | 4.4 | 4.4 | 88.52 | 7.92 | 7.92
34 | 7 | 7 | 93.2 | 12.6 | 12.6
35.6 | 8.6 | 8.6 | 96.08 | 15.48 | 15.48
37.2 | 10.2 | 10.2 | 98.96 | 18.36 | 18.36
37.8 | 10.8 | 10.8 | 100.04 | 19.44 | 19.44
38.4 | 11.4 | 11.4 | 101.12 | 20.52 | 20.52
39.1 | 12.1 | 12.1 | 102.38 | 21.78 | 21.78
39.1 | 12.1 | 12.1 | 102.38 | 21.78 | 21.78
38.4 | 11.4 | 11.4 | 101.12 | 20.52 | 20.52
37.1 | 10.1 | 10.1 | 98.78 | 18.18 | 18.18
35.1 | 8.1 | 8.1 | 95.18 | 14.58 | 14.58
33 | 6 | 6 | 91.4 | 10.8 | 10.8
31.1 | 4.1 | 4.1 | 87.98 | 7.38 | 7.38
29.8 | 2.8 | 2.8 | 85.64 | 5.04 | 5.04
28.6 | 1.6 | 1.6 | 83.48 | 2.88 | 2.88
28 | 1 | 1 | 82.4 | 1.8 | 1.8
27.1 | 0.1 | 0.1 | 80.78 | 0.18 | 0.18
27 | 0 | 0 | 80.6 | 0 | 0
27.1 | 0.1 | 0.1 | 80.78 | 0.18 | 0.18
27.2 | 0.2 | 0.2 | 80.96 | 0.36 | 0.36
27.6 | 0.6 | 0.6 | 81.68 | 1.08 | 1.08
27.8 | 0.8 | 0.8 | 82.04 | 1.44 | 1.44
28.1 | 1.1 | 1.1 | 82.58 | 1.98 | 1.98
28.1 | 1.1 | 1.1 | 82.58 | 1.98 | 1.98
31.2 | 4.2 | 4.2 | 88.16 | 7.56 | 7.56
33 | 6 | 6 | 91.4 | 10.8 | 10.8
35.1 | 8.1 | 8.1 | 95.18 | 14.58 | 14.58
36 | 9 | 9 | 96.8 | 16.2 | 16.2
37.2 | 10.2 | 10.2 | 98.96 | 18.36 | 18.36
38 | 11 | 11 | 100.4 | 19.8 | 19.8
38 | 11 | 11 | 100.4 | 19.8 | 19.8
37.8 | 10.8 | 10.8 | 100.04 | 19.44 | 19.44
37.8 | 10.8 | 10.8 | 100.04 | 19.44 | 19.44
37.5 | 10.5 | 10.5 | 99.5 | 18.9 | 18.9
35.5 | 8.5 | 8.5 | 95.9 | 15.3 | 15.3
33.3 | 6.3 | 6.3 | 91.94 | 11.34 | 11.34
32 | 5 | 5 | 89.6 | 9 | 9
30.6 | 3.6 | 3.6 | 87.08 | 6.48 | 6.48
29.1 | 2.1 | 2.1 | 84.38 | 3.78 | 3.78
28.1 | 1.1 | 1.1 | 82.58 | 1.98 | 1.98
28.1 | 1.1 | 1.1 | 82.58 | 1.98 | 1.98
27.5 | 0.5 | 0.5 | 81.5 | 0.9 | 0.9
26.6 | -0.4 | 0 | 79.88 | -0.72 | 0
26 | -1 | 0 | 78.8 | -1.8 | 0
25.5 | -1.5 | 0 | 77.9 | -2.7 | 0
25 | -2 | 0 | 77 | -3.6 | 0
24.5 | -2.5 | 0 | 76.1 | -4.5 | 0
25.2 | -1.8 | 0 | 77.36 | -3.24 | 0
29 | 2 | 2 | 84.2 | 3.6 | 3.6
31.5 | 4.5 | 4.5 | 88.7 | 8.1 | 8.1
33 | 6 | 6 | 91.4 | 10.8 | 10.8
35 | 8 | 8 | 95 | 14.4 | 14.4
36.5 | 9.5 | 9.5 | 97.7 | 17.1 | 17.1
37.4 | 10.4 | 10.4 | 99.32 | 18.72 | 18.72
37.8 | 10.8 | 10.8 | 100.04 | 19.44 | 19.44
38.2 | 11.2 | 11.2 | 100.76 | 20.16 | 20.16
37.5 | 10.5 | 10.5 | 99.5 | 18.9 | 18.9
36 | 9 | 9 | 96.8 | 16.2 | 16.2
33.6 | 6.6 | 6.6 | 92.48 | 11.88 | 11.88
32 | 5 | 5 | 89.6 | 9 | 9
30.3 | 3.3 | 3.3 | 86.54 | 5.94 | 5.94
28.8 | 1.8 | 1.8 | 83.84 | 3.24 | 3.24
27.5 | 0.5 | 0.5 | 81.5 | 0.9 | 0.9
27.4 | 0.4 | 0.4 | 81.32 | 0.72 | 0.72
27 | 0 | 0 | 80.6 | 0 | 0
27 | 0 | 0 | 80.6 | 0 | 0
27 | 0 | 0 | 80.6 | 0 | 0
28 | 1 | 1 | 82.4 | 1.8 | 1.8
28 | 1 | 1 | 82.4 | 1.8 | 1.8
27.2 | 0.2 | 0.2 | 80.96 | 0.36 | 0.36
27.5 | 0.5 | 0.5 | 81.5 | 0.9 | 0.9
27.7 | 0.7 | 0.7 | 81.86 | 1.26 | 1.26
29.7 | 2.7 | 2.7 | 85.46 | 4.86 | 4.86
31.7 | 4.7 | 4.7 | 89.06 | 8.46 | 8.46
34 | 7 | 7 | 93.2 | 12.6 | 12.6
34.5 | 7.5 | 7.5 | 94.1 | 13.5 | 13.5
35.7 | 8.7 | 8.7 | 96.26 | 15.66 | 15.66
37 | 10 | 10 | 98.6 | 18 | 18
37 | 10 | 10 | 98.6 | 18 | 18
36.5 | 9.5 | 9.5 | 97.7 | 17.1 | 17.1
35.5 | 8.5 | 8.5 | 95.9 | 15.3 | 15.3
34.9 | 7.9 | 7.9 | 94.82 | 14.22 | 14.22
33.5 | 6.5 | 6.5 | 92.3 | 11.7 | 11.7
31.9 | 4.9 | 4.9 | 89.42 | 8.82 | 8.82
29.9 | 2.9 | 2.9 | 85.82 | 5.22 | 5.22
28.3 | 1.3 | 1.3 | 82.94 | 2.34 | 2.34
27.3 | 0.3 | 0.3 | 81.14 | 0.54 | 0.54
26.5 | -0.5 | 0 | 79.7 | -0.9 | 0
25.7 | -1.3 | 0 | 78.26 | -2.34 | 0
25 | -2 | 0 | 77 | -3.6 | 0
24.3 | -2.7 | 0 | 75.74 | -4.86 | 0
23.9 | -3.1 | 0 | 75.02 | -5.58 | 0
23.5 | -3.5 | 0 | 74.3 | -6.3 | 0
23.3 | -3.7 | 0 | 73.94 | -6.66 | 0
23.1 | -3.9 | 0 | 73.58 | -7.02 | 0
26.1 | -0.9 | 0 | 78.98 | -1.62 | 0
30.5 | 3.5 | 3.5 | 86.9 | 6.3 | 6.3
33.3 | 6.3 | 6.3 | 91.94 | 11.34 | 11.34
34.4 | 7.4 | 7.4 | 93.92 | 13.32 | 13.32
35.3 | 8.3 | 8.3 | 95.54 | 14.94 | 14.94
36 | 9 | 9 | 96.8 | 16.2 | 16.2
36.5 | 9.5 | 9.5 | 97.7 | 17.1 | 17.1
36.5 | 9.5 | 9.5 | 97.7 | 17.1 | 17.1
36.5 | 9.5 | 9.5 | 97.7 | 17.1 | 17.1
36 | 9 | 9 | 96.8 | 16.2 | 16.2
35.3 | 8.3 | 8.3 | 95.54 | 14.94 | 14.94
33 | 6 | 6 | 91.4 | 10.8 | 10.8
30.6 | 3.6 | 3.6 | 87.08 | 6.48 | 6.48
28 | 1 | 1 | 82.4 | 1.8 | 1.8
29.2 | 2.2 | 2.2 | 84.56 | 3.96 | 3.96
28.5 | 1.5 | 1.5 | 83.3 | 2.7 | 2.7
28.2 | 1.2 | 1.2 | 82.76 | 2.16 | 2.16
28 | 1 | 1 | 82.4 | 1.8 | 1.8
28 | 1 | 1 | 82.4 | 1.8 | 1.8
25.5 | -1.5 | 0 | 77.9 | -2.7 | 0
23.5 | -3.5 | 0 | 74.3 | -6.3 | 0
22.2 | -4.8 | 0 | 71.96 | -8.64 | 0
21.9 | -5.1 | 0 | 71.42 | -9.18 | 0
21.5 | -5.5 | 0 | 70.7 | -9.9 | 0
25 | -2 | 0 | 77 | -3.6 | 0
29.9 | 2.9 | 2.9 | 85.82 | 5.22 | 5.22
32.9 | 5.9 | 5.9 | 91.22 | 10.62 | 10.62
35.2 | 8.2 | 8.2 | 95.36 | 14.76 | 14.76
36.2 | 9.2 | 9.2 | 97.16 | 16.56 | 16.56
37.4 | 10.4 | 10.4 | 99.32 | 18.72 | 18.72
38.1 | 11.1 | 11.1 | 100.58 | 19.98 | 19.98
38.4 | 11.4 | 11.4 | 101.12 | 20.52 | 20.52
38.2 | 11.2 | 11.2 | 100.76 | 20.16 | 20.16
37.9 | 10.9 | 10.9 | 100.22 | 19.62 | 19.62
36.6 | 9.6 | 9.6 | 97.88 | 17.28 | 17.28
34.7 | 7.7 | 7.7 | 94.46 | 13.86 | 13.86
32.2 | 5.2 | 5.2 | 89.96 | 9.36 | 9.36
30 | 3 | 3 | 86 | 5.4 | 5.4
28.6 | 1.6 | 1.6 | 83.48 | 2.88 | 2.88
27.4 | 0.4 | 0.4 | 81.32 | 0.72 | 0.72
26.8 | -0.2 | 0 | 80.24 | -0.36 | 0
26 | -1 | 0 | 78.8 | -1.8 | 0
25.4 | -1.6 | 0 | 77.72 | -2.88 | 0
24.9 | -2.1 | 0 | 76.82 | -3.78 | 0
24.8 | -2.2 | 0 | 76.64 | -3.96 | 0
24.7 | -2.3 | 0 | 76.46 | -4.14 | 0
24.8 | -2.2 | 0 | 76.64 | -3.96 | 0
24.7 | -2.3 | 0 | 76.46 | -4.14 | 0
28.9 | 1.9 | 1.9 | 84.02 | 3.42 | 3.42
31.9 | 4.9 | 4.9 | 89.42 | 8.82 | 8.82
33.4 | 6.4 | 6.4 | 92.12 | 11.52 | 11.52
34.9 | 7.9 | 7.9 | 94.82 | 14.22 | 14.22
36 | 9 | 9 | 96.8 | 16.2 | 16.2
36.6 | 9.6 | 9.6 | 97.88 | 17.28 | 17.28
37.6 | 10.6 | 10.6 | 99.68 | 19.08 | 19.08
37.6 | 10.6 | 10.6 | 99.68 | 19.08 | 19.08
37.7 | 10.7 | 10.7 | 99.86 | 19.26 | 19.26
37.4 | 10.4 | 10.4 | 99.32 | 18.72 | 18.72
35.1 | 8.1 | 8.1 | 95.18 | 14.58 | 14.58
33.4 | 6.4 | 6.4 | 92.12 | 11.52 | 11.52
31.6 | 4.6 | 4.6 | 88.88 | 8.28 | 8.28
29.4 | 2.4 | 2.4 | 84.92 | 4.32 | 4.32
27.8 | 0.8 | 0.8 | 82.04 | 1.44 | 1.44
27.9 | 0.9 | 0.9 | 82.22 | 1.62 | 1.62
28.8 | 1.8 | 1.8 | 83.84 | 3.24 | 3.24
26.8 | -0.2 | 0 | 80.24 | -0.36 | 0
25.3 | -1.7 | 0 | 77.54 | -3.06 | 0
24.6 | -2.4 | 0 | 76.28 | -4.32 | 0
24.6 | -2.4 | 0 | 76.28 | -4.32 | 0
24.6 | -2.4 | 0 | 76.28 | -4.32 | 0
24.2 | -2.8 | 0 | 75.56 | -5.04 | 0
23.9 | -3.1 | 0 | 75.02 | -5.58 | 0
25.2 | -1.8 | 0 | 77.36 | -3.24 | 0
28.2 | 1.2 | 1.2 | 82.76 | 2.16 | 2.16
30.7 | 3.7 | 3.7 | 87.26 | 6.66 | 6.66
32.9 | 5.9 | 5.9 | 91.22 | 10.62 | 10.62
33.7 | 6.7 | 6.7 | 92.66 | 12.06 | 12.06
34.7 | 7.7 | 7.7 | 94.46 | 13.86 | 13.86
35.2 | 8.2 | 8.2 | 95.36 | 14.76 | 14.76
35.2 | 8.2 | 8.2 | 95.36 | 14.76 | 14.76
35.4 | 8.4 | 8.4 | 95.72 | 15.12 | 15.12
35 | 8 | 8 | 95 | 14.4 | 14.4
34 | 7 | 7 | 93.2 | 12.6 | 12.6
32.2 | 5.2 | 5.2 | 89.96 | 9.36 | 9.36
29.2 | 2.2 | 2.2 | 84.56 | 3.96 | 3.96
27.2 | 0.2 | 0.2 | 80.96 | 0.36 | 0.36
26.3 | -0.7 | 0 | 79.34 | -1.26 | 0
25.4 | -1.6 | 0 | 77.72 | -2.88 | 0
24.9 | -2.1 | 0 | 76.82 | -3.78 | 0
24.1 | -2.9 | 0 | 75.38 | -5.22 | 0
23.2 | -3.8 | 0 | 73.76 | -6.84 | 0
22.9 | -4.1 | 0 | 73.22 | -7.38 | 0
22.3 | -4.7 | 0 | 72.14 | -8.46 | 0
22 | -5 | 0 | 71.6 | -9 | 0
21.5 | -5.5 | 0 | 70.7 | -9.9 | 0
21.2 | -5.8 | 0 | 70.16 | -10.44 | 0
22.5 | -4.5 | 0 | 72.5 | -8.1 | 0
30.6 | 3.6 | 3.6 | 87.08 | 6.48 | 6.48
31.9 | 4.9 | 4.9 | 89.42 | 8.82 | 8.82
33.9 | 6.9 | 6.9 | 93.02 | 12.42 | 12.42
35 | 8 | 8 | 95 | 14.4 | 14.4
35.7 | 8.7 | 8.7 | 96.26 | 15.66 | 15.66
36.1 | 9.1 | 9.1 | 96.98 | 16.38 | 16.38
36.4 | 9.4 | 9.4 | 97.52 | 16.92 | 16.92
36.3 | 9.3 | 9.3 | 97.34 | 16.74 | 16.74
36 | 9 | 9 | 96.8 | 16.2 | 16.2
34.7 | 7.7 | 7.7 | 94.46 | 13.86 | 13.86
32.3 | 5.3 | 5.3 | 90.14 | 9.54 | 9.54
29.7 | 2.7 | 2.7 | 85.46 | 4.86 | 4.86
28.8 | 1.8 | 1.8 | 83.84 | 3.24 | 3.24
29.4 | 2.4 | 2.4 | 84.92 | 4.32 | 4.32
29.4 | 2.4 | 2.4 | 84.92 | 4.32 | 4.32
29.3 | 2.3 | 2.3 | 84.74 | 4.14 | 4.14
27.4 | 0.4 | 0.4 | 81.32 | 0.72 | 0.72
26.6 | -0.4 | 0 | 79.88 | -0.72 | 0
25.3 | -1.7 | 0 | 77.54 | -3.06 | 0
24.6 | -2.4 | 0 | 76.28 | -4.32 | 0
24.6 | -2.4 | 0 | 76.28 | -4.32 | 0
22.8 | -4.2 | 0 | 73.04 | -7.56 | 0
22.3 | -4.7 | 0 | 72.14 | -8.46 | 0
24.3 | -2.7 | 0 | 75.74 | -4.86 | 0
28.2 | 1.2 | 1.2 | 82.76 | 2.16 | 2.16
31.4 | 4.4 | 4.4 | 88.52 | 7.92 | 7.92
33.2 | 6.2 | 6.2 | 91.76 | 11.16 | 11.16
34.7 | 7.7 | 7.7 | 94.46 | 13.86 | 13.86
35.6 | 8.6 | 8.6 | 96.08 | 15.48 | 15.48
36.9 | 9.9 | 9.9 | 98.42 | 17.82 | 17.82
37.2 | 10.2 | 10.2 | 98.96 | 18.36 | 18.36
37.2 | 10.2 | 10.2 | 98.96 | 18.36 | 18.36
37.1 | 10.1 | 10.1 | 98.78 | 18.18 | 18.18
36.6 | 9.6 | 9.6 | 97.88 | 17.28 | 17.28
34.7 | 7.7 | 7.7 | 94.46 | 13.86 | 13.86
32.2 | 5.2 | 5.2 | 89.96 | 9.36 | 9.36
30.2 | 3.2 | 3.2 | 86.36 | 5.76 | 5.76
29 | 2 | 2 | 84.2 | 3.6 | 3.6
27.9 | 0.9 | 0.9 | 82.22 | 1.62 | 1.62
27.2 | 0.2 | 0.2 | 80.96 | 0.36 | 0.36
26.9 | -0.1 | 0 | 80.42 | -0.18 | 0
26.2 | -0.8 | 0 | 79.16 | -1.44 | 0
25.6 | -1.4 | 0 | 78.08 | -2.52 | 0
24.9 | -2.1 | 0 | 76.82 | -3.78 | 0
24.4 | -2.6 | 0 | 75.92 | -4.68 | 0
23.9 | -3.1 | 0 | 75.02 | -5.58 | 0
24.2 | -2.8 | 0 | 75.56 | -5.04 | 0
26.1 | -0.9 | 0 | 78.98 | -1.62 | 0
31 | 4 | 4 | 87.8 | 7.2 | 7.2
33.8 | 6.8 | 6.8 | 92.84 | 12.24 | 12.24
36 | 9 | 9 | 96.8 | 16.2 | 16.2
37.8 | 10.8 | 10.8 | 100.04 | 19.44 | 19.44
38.3 | 11.3 | 11.3 | 100.94 | 20.34 | 20.34
39.3 | 12.3 | 12.3 | 102.74 | 22.14 | 22.14
39.6 | 12.6 | 12.6 | 103.28 | 22.68 | 22.68
39.6 | 12.6 | 12.6 | 103.28 | 22.68 | 22.68
39 | 12 | 12 | 102.2 | 21.6 | 21.6
38.3 | 11.3 | 11.3 | 100.94 | 20.34 | 20.34
36.1 | 9.1 | 9.1 | 96.98 | 16.38 | 16.38
32.6 | 5.6 | 5.6 | 90.68 | 10.08 | 10.08
30 | 3 | 3 | 86 | 5.4 | 5.4
28.3 | 1.3 | 1.3 | 82.94 | 2.34 | 2.34
26.3 | -0.7 | 0 | 79.34 | -1.26 | 0
26.1 | -0.9 | 0 | 78.98 | -1.62 | 0
25.9 | -1.1 | 0 | 78.62 | -1.98 | 0
25.5 | -1.5 | 0 | 77.9 | -2.7 | 0
25.8 | -1.2 | 0 | 78.44 | -2.16 | 0
24.8 | -2.2 | 0 | 76.64 | -3.96 | 0
23.9 | -3.1 | 0 | 75.02 | -5.58 | 0
23.3 | -3.7 | 0 | 73.94 | -6.66 | 0
22.9 | -4.1 | 0 | 73.22 | -7.38 | 0
27.1 | 0.1 | 0.1 | 80.78 | 0.18 | 0.18
31.8 | 4.8 | 4.8 | 89.24 | 8.64 | 8.64
35.3 | 8.3 | 8.3 | 95.54 | 14.94 | 14.94
37.6 | 10.6 | 10.6 | 99.68 | 19.08 | 19.08
39.1 | 12.1 | 12.1 | 102.38 | 21.78 | 21.78
39.4 | 12.4 | 12.4 | 102.92 | 22.32 | 22.32
40.1 | 13.1 | 13.1 | 104.18 | 23.58 | 23.58
40.5 | 13.5 | 13.5 | 104.9 | 24.3 | 24.3
40.5 | 13.5 | 13.5 | 104.9 | 24.3 | 24.3
40.3 | 13.3 | 13.3 | 104.54 | 23.94 | 23.94
39.6 | 12.6 | 12.6 | 103.28 | 22.68 | 22.68
36.1 | 9.1 | 9.1 | 96.98 | 16.38 | 16.38
32.1 | 5.1 | 5.1 | 89.78 | 9.18 | 9.18
29.6 | 2.6 | 2.6 | 85.28 | 4.68 | 4.68
28.1 | 1.1 | 1.1 | 82.58 | 1.98 | 1.98
27 | 0 | 0 | 80.6 | 0 | 0
25.9 | -1.1 | 0 | 78.62 | -1.98 | 0
25.6 | -1.4 | 0 | 78.08 | -2.52 | 0
25.3 | -1.7 | 0 | 77.54 | -3.06 | 0
24.9 | -2.1 | 0 | 76.82 | -3.78 | 0
24.1 | -2.9 | 0 | 75.38 | -5.22 | 0
23.6 | -3.4 | 0 | 74.48 | -6.12 | 0
23.6 | -3.4 | 0 | 74.48 | -6.12 | 0
22.9 | -4.1 | 0 | 73.22 | -7.38 | 0
25.1 | -1.9 | 0 | 77.18 | -3.42 | 0
27.4 | 0.4 | 0.4 | 81.32 | 0.72 | 0.72
32.4 | 5.4 | 5.4 | 90.32 | 9.72 | 9.72
35.1 | 8.1 | 8.1 | 95.18 | 14.58 | 14.58
37.4 | 10.4 | 10.4 | 99.32 | 18.72 | 18.72
38.9 | 11.9 | 11.9 | 102.02 | 21.42 | 21.42
41.9 | 14.9 | 14.9 | 107.42 | 26.82 | 26.82
42.6 | 15.6 | 15.6 | 108.68 | 28.08 | 28.08
42.6 | 15.6 | 15.6 | 108.68 | 28.08 | 28.08
42 | 15 | 15 | 107.6 | 27 | 27
40.7 | 13.7 | 13.7 | 105.26 | 24.66 | 24.66
37.4 | 10.4 | 10.4 | 99.32 | 18.72 | 18.72
34.4 | 7.4 | 7.4 | 93.92 | 13.32 | 13.32
31.7 | 4.7 | 4.7 | 89.06 | 8.46 | 8.46
30.1 | 3.1 | 3.1 | 86.18 | 5.58 | 5.58
29.1 | 2.1 | 2.1 | 84.38 | 3.78 | 3.78
28.6 | 1.6 | 1.6 | 83.48 | 2.88 | 2.88
27.4 | 0.4 | 0.4 | 81.32 | 0.72 | 0.72
26.9 | -0.1 | 0 | 80.42 | -0.18 | 0
26.4 | -0.6 | 0 | 79.52 | -1.08 | 0
25.9 | -1.1 | 0 | 78.62 | -1.98 | 0
25.1 | -1.9 | 0 | 77.18 | -3.42 | 0
24 | -3 | 0 | 75.2 | -5.4 | 0
23.9 | -3.1 | 0 | 75.02 | -5.58 | 0
26.9 | -0.1 | 0 | 80.42 | -0.18 | 0
31.1 | 4.1 | 4.1 | 87.98 | 7.38 | 7.38
34.7 | 7.7 | 7.7 | 94.46 | 13.86 | 13.86
37 | 10 | 10 | 98.6 | 18 | 18
39 | 12 | 12 | 102.2 | 21.6 | 21.6
39.8 | 12.8 | 12.8 | 103.64 | 23.04 | 23.04
40.5 | 13.5 | 13.5 | 104.9 | 24.3 | 24.3
40.8 | 13.8 | 13.8 | 105.44 | 24.84 | 24.84
40.3 | 13.3 | 13.3 | 104.54 | 23.94 | 23.94
40.3 | 13.3 | 13.3 | 104.54 | 23.94 | 23.94
38.1 | 11.1 | 11.1 | 100.58 | 19.98 | 19.98
35.1 | 8.1 | 8.1 | 95.18 | 14.58 | 14.58
34.3 | 7.3 | 7.3 | 93.74 | 13.14 | 13.14
34.3 | 7.3 | 7.3 | 93.74 | 13.14 | 13.14
32.5 | 5.5 | 5.5 | 90.5 | 9.9 | 9.9
30.9 | 3.9 | 3.9 | 87.62 | 7.02 | 7.02
30.3 | 3.3 | 3.3 | 86.54 | 5.94 | 5.94
29.5 | 2.5 | 2.5 | 85.1 | 4.5 | 4.5
28.8 | 1.8 | 1.8 | 83.84 | 3.24 | 3.24
27.5 | 0.5 | 0.5 | 81.5 | 0.9 | 0.9
26.8 | -0.2 | 0 | 80.24 | -0.36 | 0
25.3 | -1.7 | 0 | 77.54 | -3.06 | 0
25.8 | -1.2 | 0 | 78.44 | -2.16 | 0
25.7 | -1.3 | 0 | 78.26 | -2.34 | 0
27.5 | 0.5 | 0.5 | 81.5 | 0.9 | 0.9
30.5 | 3.5 | 3.5 | 86.9 | 6.3 | 6.3
32.2 | 5.2 | 5.2 | 89.96 | 9.36 | 9.36
33.2 | 6.2 | 6.2 | 91.76 | 11.16 | 11.16
34.4 | 7.4 | 7.4 | 93.92 | 13.32 | 13.32
34.9 | 7.9 | 7.9 | 94.82 | 14.22 | 14.22
33.9 | 6.9 | 6.9 | 93.02 | 12.42 | 12.42
34.5 | 7.5 | 7.5 | 94.1 | 13.5 | 13.5
35.2 | 8.2 | 8.2 | 95.36 | 14.76 | 14.76
31.3 | 4.3 | 4.3 | 88.34 | 7.74 | 7.74
30 | 3 | 3 | 86 | 5.4 | 5.4
27.3 | 0.3 | 0.3 | 81.14 | 0.54 | 0.54
25.5 | -1.5 | 0 | 77.9 | -2.7 | 0
25.1 | -1.9 | 0 | 77.18 | -3.42 | 0
25.5 | -1.5 | 0 | 77.9 | -2.7 | 0
25.7 | -1.3 | 0 | 78.26 | -2.34 | 0
25 | -2 | 0 | 77 | -3.6 | 0
23.9 | -3.1 | 0 | 75.02 | -5.58 | 0
23.2 | -3.8 | 0 | 73.76 | -6.84 | 0
22.9 | -4.1 | 0 | 73.22 | -7.38 | 0
22.8 | -4.2 | 0 | 73.04 | -7.56 | 0
22.5 | -4.5 | 0 | 72.5 | -8.1 | 0
21.5 | -5.5 | 0 | 70.7 | -9.9 | 0
21.5 | -5.5 | 0 | 70.7 | -9.9 | 0
23.5 | -3.5 | 0 | 74.3 | -6.3 | 0
25.6 | -1.4 | 0 | 78.08 | -2.52 | 0
27.3 | 0.3 | 0.3 | 81.14 | 0.54 | 0.54
29.2 | 2.2 | 2.2 | 84.56 | 3.96 | 3.96
31.5 | 4.5 | 4.5 | 88.7 | 8.1 | 8.1
32.8 | 5.8 | 5.8 | 91.04 | 10.44 | 10.44
34 | 7 | 7 | 93.2 | 12.6 | 12.6
35 | 8 | 8 | 95 | 14.4 | 14.4
34.8 | 7.8 | 7.8 | 94.64 | 14.04 | 14.04
34.6 | 7.6 | 7.6 | 94.28 | 13.68 | 13.68
33.8 | 6.8 | 6.8 | 92.84 | 12.24 | 12.24
32.3 | 5.3 | 5.3 | 90.14 | 9.54 | 9.54
30.7 | 3.7 | 3.7 | 87.26 | 6.66 | 6.66
29.2 | 2.2 | 2.2 | 84.56 | 3.96 | 3.96
28 | 1 | 1 | 82.4 | 1.8 | 1.8
27.5 | 0.5 | 0.5 | 81.5 | 0.9 | 0.9
26.7 | -0.3 | 0 | 80.06 | -0.54 | 0
25.2 | -1.8 | 0 | 77.36 | -3.24 | 0
24.3 | -2.7 | 0 | 75.74 | -4.86 | 0
23.8 | -3.2 | 0 | 74.84 | -5.76 | 0
23.3 | -3.7 | 0 | 73.94 | -6.66 | 0
22.5 | -4.5 | 0 | 72.5 | -8.1 | 0
22.2 | -4.8 | 0 | 71.96 | -8.64 | 0
21.8 | -5.2 | 0 | 71.24 | -9.36 | 0
23.4 | -3.6 | 0 | 74.12 | -6.48 | 0
28.3 | 1.3 | 1.3 | 82.94 | 2.34 | 2.34
31.8 | 4.8 | 4.8 | 89.24 | 8.64 | 8.64
33.6 | 6.6 | 6.6 | 92.48 | 11.88 | 11.88
34.5 | 7.5 | 7.5 | 94.1 | 13.5 | 13.5
35.8 | 8.8 | 8.8 | 96.44 | 15.84 | 15.84
35.8 | 8.8 | 8.8 | 96.44 | 15.84 | 15.84
36.3 | 9.3 | 9.3 | 97.34 | 16.74 | 16.74
36.2 | 9.2 | 9.2 | 97.16 | 16.56 | 16.56
35.8 | 8.8 | 8.8 | 96.44 | 15.84 | 15.84
35.3 | 8.3 | 8.3 | 95.54 | 14.94 | 14.94
33.1 | 6.1 | 6.1 | 91.58 | 10.98 | 10.98
31.1 | 4.1 | 4.1 | 87.98 | 7.38 | 7.38
29.4 | 2.4 | 2.4 | 84.92 | 4.32 | 4.32
27.8 | 0.8 | 0.8 | 82.04 | 1.44 | 1.44
26.8 | -0.2 | 0 | 80.24 | -0.36 | 0
25.8 | -1.2 | 0 | 78.44 | -2.16 | 0
25.3 | -1.7 | 0 | 77.54 | -3.06 | 0
25.3 | -1.7 | 0 | 77.54 | -3.06 | 0
26.8 | -0.2 | 0 | 80.24 | -0.36 | 0
26.8 | -0.2 | 0 | 80.24 | -0.36 | 0
26.8 | -0.2 | 0 | 80.24 | -0.36 | 0
26.5 | -0.5 | 0 | 79.7 | -0.9 | 0
26 | -1 | 0 | 78.8 | -1.8 | 0
26.8 | -0.2 | 0 | 80.24 | -0.36 | 0
30.4 | 3.4 | 3.4 | 86.72 | 6.12 | 6.12
32.6 | 5.6 | 5.6 | 90.68 | 10.08 | 10.08
34.3 | 7.3 | 7.3 | 93.74 | 13.14 | 13.14
35.8 | 8.8 | 8.8 | 96.44 | 15.84 | 15.84
37.3 | 10.3 | 10.3 | 99.14 | 18.54 | 18.54
37.6 | 10.6 | 10.6 | 99.68 | 19.08 | 19.08
38 | 11 | 11 | 100.4 | 19.8 | 19.8
37.8 | 10.8 | 10.8 | 100.04 | 19.44 | 19.44
37.5 | 10.5 | 10.5 | 99.5 | 18.9 | 18.9
36.3 | 9.3 | 9.3 | 97.34 | 16.74 | 16.74
34.6 | 7.6 | 7.6 | 94.28 | 13.68 | 13.68
33 | 6 | 6 | 91.4 | 10.8 | 10.8
32 | 5 | 5 | 89.6 | 9 | 9
30.7 | 3.7 | 3.7 | 87.26 | 6.66 | 6.66
29.9 | 2.9 | 2.9 | 85.82 | 5.22 | 5.22
30 | 3 | 3 | 86 | 5.4 | 5.4
30 | 3 | 3 | 86 | 5.4 | 5.4
29 | 2 | 2 | 84.2 | 3.6 | 3.6
28.5 | 1.5 | 1.5 | 83.3 | 2.7 | 2.7
29.1 | 2.1 | 2.1 | 84.38 | 3.78 | 3.78
32.8 | 5.8 | 5.8 | 91.04 | 10.44 | 10.44
33.8 | 6.8 | 6.8 | 92.84 | 12.24 | 12.24
33.4 | 6.4 | 6.4 | 92.12 | 11.52 | 11.52
34.4 | 7.4 | 7.4 | 93.92 | 13.32 | 13.32
36.8 | 9.8 | 9.8 | 98.24 | 17.64 | 17.64
39.3 | 12.3 | 12.3 | 102.74 | 22.14 | 22.14
41 | 14 | 14 | 105.8 | 25.2 | 25.2
42.3 | 15.3 | 15.3 | 108.14 | 27.54 | 27.54
43.4 | 16.4 | 16.4 | 110.12 | 29.52 | 29.52
44 | 17 | 17 | 111.2 | 30.6 | 30.6
43.5 | 16.5 | 16.5 | 110.3 | 29.7 | 29.7
42.4 | 15.4 | 15.4 | 108.32 | 27.72 | 27.72
42.7 | 15.7 | 15.7 | 108.86 | 28.26 | 28.26
41.1 | 14.1 | 14.1 | 105.98 | 25.38 | 25.38
36.6 | 9.6 | 9.6 | 97.88 | 17.28 | 17.28
34.6 | 7.6 | 7.6 | 94.28 | 13.68 | 13.68
33.4 | 6.4 | 6.4 | 92.12 | 11.52 | 11.52
32.2 | 5.2 | 5.2 | 89.96 | 9.36 | 9.36
31.4 | 4.4 | 4.4 | 88.52 | 7.92 | 7.92
30.9 | 3.9 | 3.9 | 87.62 | 7.02 | 7.02
30.3 | 3.3 | 3.3 | 86.54 | 5.94 | 5.94
29.4 | 2.4 | 2.4 | 84.92 | 4.32 | 4.32
29.4 | 2.4 | 2.4 | 84.92 | 4.32 | 4.32
29.8 | 2.8 | 2.8 | 85.64 | 5.04 | 5.04
29.8 | 2.8 | 2.8 | 85.64 | 5.04 | 5.04
29.8 | 2.8 | 2.8 | 85.64 | 5.04 | 5.04
30 | 3 | 3 | 86 | 5.4 | 5.4
31.9 | 4.9 | 4.9 | 89.42 | 8.82 | 8.82
34.3 | 7.3 | 7.3 | 93.74 | 13.14 | 13.14
36.9 | 9.9 | 9.9 | 98.42 | 17.82 | 17.82
39.1 | 12.1 | 12.1 | 102.38 | 21.78 | 21.78
40.8 | 13.8 | 13.8 | 105.44 | 24.84 | 24.84
42.5 | 15.5 | 15.5 | 108.5 | 27.9 | 27.9
42.8 | 15.8 | 15.8 | 109.04 | 28.44 | 28.44
43.5 | 16.5 | 16.5 | 110.3 | 29.7 | 29.7
43.1 | 16.1 | 16.1 | 109.58 | 28.98 | 28.98
42.1 | 15.1 | 15.1 | 107.78 | 27.18 | 27.18
40.3 | 13.3 | 13.3 | 104.54 | 23.94 | 23.94
36 | 9 | 9 | 96.8 | 16.2 | 16.2
32.9 | 5.9 | 5.9 | 91.22 | 10.62 | 10.62
31.4 | 4.4 | 4.4 | 88.52 | 7.92 | 7.92
30.4 | 3.4 | 3.4 | 86.72 | 6.12 | 6.12
29.5 | 2.5 | 2.5 | 85.1 | 4.5 | 4.5
28.6 | 1.6 | 1.6 | 83.48 | 2.88 | 2.88
27.7 | 0.7 | 0.7 | 81.86 | 1.26 | 1.26
27.1 | 0.1 | 0.1 | 80.78 | 0.18 | 0.18
26.6 | -0.4 | 0 | 79.88 | -0.72 | 0
26.1 | -0.9 | 0 | 78.98 | -1.62 | 0
26.2 | -0.8 | 0 | 79.16 | -1.44 | 0
26.1 | -0.9 | 0 | 78.98 | -1.62 | 0
26.8 | -0.2 | 0 | 80.24 | -0.36 | 0
30.7 | 3.7 | 3.7 | 87.26 | 6.66 | 6.66
36.6 | 9.6 | 9.6 | 97.88 | 17.28 | 17.28
38.5 | 11.5 | 11.5 | 101.3 | 20.7 | 20.7
40.6 | 13.6 | 13.6 | 105.08 | 24.48 | 24.48
42.1 | 15.1 | 15.1 | 107.78 | 27.18 | 27.18
42.9 | 15.9 | 15.9 | 109.22 | 28.62 | 28.62
43.5 | 16.5 | 16.5 | 110.3 | 29.7 | 29.7
43.4 | 16.4 | 16.4 | 110.12 | 29.52 | 29.52
43.4 | 16.4 | 16.4 | 110.12 | 29.52 | 29.52
42.8 | 15.8 | 15.8 | 109.04 | 28.44 | 28.44
42 | 15 | 15 | 107.6 | 27 | 27
36.5 | 9.5 | 9.5 | 97.7 | 17.1 | 17.1
34.2 | 7.2 | 7.2 | 93.56 | 12.96 | 12.96
32.9 | 5.9 | 5.9 | 91.22 | 10.62 | 10.62
32.1 | 5.1 | 5.1 | 89.78 | 9.18 | 9.18
36.6 | 9.6 | 9.6 | 97.88 | 17.28 | 17.28
36.2 | 9.2 | 9.2 | 97.16 | 16.56 | 16.56
35.6 | 8.6 | 8.6 | 96.08 | 15.48 | 15.48
35.5 | 8.5 | 8.5 | 95.9 | 15.3 | 15.3
34.1 | 7.1 | 7.1 | 93.38 | 12.78 | 12.78
32.5 | 5.5 | 5.5 | 90.5 | 9.9 | 9.9
32.3 | 5.3 | 5.3 | 90.14 | 9.54 | 9.54
30.3 | 3.3 | 3.3 | 86.54 | 5.94 | 5.94
31.5 | 4.5 | 4.5 | 88.7 | 8.1 | 8.1
33.1 | 6.1 | 6.1 | 91.58 | 10.98 | 10.98
36.3 | 9.3 | 9.3 | 97.34 | 16.74 | 16.74
38 | 11 | 11 | 100.4 | 19.8 | 19.8
39.7 | 12.7 | 12.7 | 103.46 | 22.86 | 22.86
41 | 14 | 14 | 105.8 | 25.2 | 25.2
42 | 15 | 15 | 107.6 | 27 | 27
42.5 | 15.5 | 15.5 | 108.5 | 27.9 | 27.9
42.5 | 15.5 | 15.5 | 108.5 | 27.9 | 27.9
43.2 | 16.2 | 16.2 | 109.76 | 29.16 | 29.16
43.2 | 16.2 | 16.2 | 109.76 | 29.16 | 29.16
41.4 | 14.4 | 14.4 | 106.52 | 25.92 | 25.92
38.1 | 11.1 | 11.1 | 100.58 | 19.98 | 19.98
34.8 | 7.8 | 7.8 | 94.64 | 14.04 | 14.04
32.8 | 5.8 | 5.8 | 91.04 | 10.44 | 10.44
31.7 | 4.7 | 4.7 | 89.06 | 8.46 | 8.46
30.9 | 3.9 | 3.9 | 87.62 | 7.02 | 7.02
30.5 | 3.5 | 3.5 | 86.9 | 6.3 | 6.3
30.4 | 3.4 | 3.4 | 86.72 | 6.12 | 6.12
32 | 5 | 5 | 89.6 | 9 | 9
33.5 | 6.5 | 6.5 | 92.3 | 11.7 | 11.7
33.5 | 6.5 | 6.5 | 92.3 | 11.7 | 11.7
32.3 | 5.3 | 5.3 | 90.14 | 9.54 | 9.54
30.8 | 3.8 | 3.8 | 87.44 | 6.84 | 6.84
30.6 | 3.6 | 3.6 | 87.08 | 6.48 | 6.48
32.3 | 5.3 | 5.3 | 90.14 | 9.54 | 9.54
35.1 | 8.1 | 8.1 | 95.18 | 14.58 | 14.58
38.5 | 11.5 | 11.5 | 101.3 | 20.7 | 20.7
40.1 | 13.1 | 13.1 | 104.18 | 23.58 | 23.58
41.9 | 14.9 | 14.9 | 107.42 | 26.82 | 26.82
42.3 | 15.3 | 15.3 | 108.14 | 27.54 | 27.54
43 | 16 | 16 | 109.4 | 28.8 | 28.8
43.3 | 16.3 | 16.3 | 109.94 | 29.34 | 29.34
43.2 | 16.2 | 16.2 | 109.76 | 29.16 | 29.16
42.1 | 15.1 | 15.1 | 107.78 | 27.18 | 27.18
41.5 | 14.5 | 14.5 | 106.7 | 26.1 | 26.1
40.9 | 13.9 | 13.9 | 105.62 | 25.02 | 25.02
37.7 | 10.7 | 10.7 | 99.86 | 19.26 | 19.26
37.6 | 10.6 | 10.6 | 99.68 | 19.08 | 19.08
37 | 10 | 10 | 98.6 | 18 | 18
36.1 | 9.1 | 9.1 | 96.98 | 16.38 | 16.38
35 | 8 | 8 | 95 | 14.4 | 14.4
33.2 | 6.2 | 6.2 | 91.76 | 11.16 | 11.16
32.3 | 5.3 | 5.3 | 90.14 | 9.54 | 9.54
32.1 | 5.1 | 5.1 | 89.78 | 9.18 | 9.18
30.7 | 3.7 | 3.7 | 87.26 | 6.66 | 6.66
30.5 | 3.5 | 3.5 | 86.9 | 6.3 | 6.3
30.1 | 3.1 | 3.1 | 86.18 | 5.58 | 5.58
30 | 3 | 3 | 86 | 5.4 | 5.4
30.9 | 3.9 | 3.9 | 87.62 | 7.02 | 7.02
34 | 7 | 7 | 93.2 | 12.6 | 12.6
37.4 | 10.4 | 10.4 | 99.32 | 18.72 | 18.72
39.4 | 12.4 | 12.4 | 102.92 | 22.32 | 22.32
40.8 | 13.8 | 13.8 | 105.44 | 24.84 | 24.84
41.3 | 14.3 | 14.3 | 106.34 | 25.74 | 25.74
42 | 15 | 15 | 107.6 | 27 | 27
41.9 | 14.9 | 14.9 | 107.42 | 26.82 | 26.82
41.8 | 14.8 | 14.8 | 107.24 | 26.64 | 26.64
41.3 | 14.3 | 14.3 | 106.34 | 25.74 | 25.74
40.6 | 13.6 | 13.6 | 105.08 | 24.48 | 24.48
38.2 | 11.2 | 11.2 | 100.76 | 20.16 | 20.16
35.2 | 8.2 | 8.2 | 95.36 | 14.76 | 14.76
33.2 | 6.2 | 6.2 | 91.76 | 11.16 | 11.16
31.7 | 4.7 | 4.7 | 89.06 | 8.46 | 8.46
29.7 | 2.7 | 2.7 | 85.46 | 4.86 | 4.86
29.3 | 2.3 | 2.3 | 84.74 | 4.14 | 4.14
31.6 | 4.6 | 4.6 | 88.88 | 8.28 | 8.28
31 | 4 | 4 | 87.8 | 7.2 | 7.2
29.1 | 2.1 | 2.1 | 84.38 | 3.78 | 3.78
30.5 | 3.5 | 3.5 | 86.9 | 6.3 | 6.3
30 | 3 | 3 | 86 | 5.4 | 5.4
29.7 | 2.7 | 2.7 | 85.46 | 4.86 | 4.86
30.2 | 3.2 | 3.2 | 86.36 | 5.76 | 5.76
31.2 | 4.2 | 4.2 | 88.16 | 7.56 | 7.56
33.7 | 6.7 | 6.7 | 92.66 | 12.06 | 12.06
36.3 | 9.3 | 9.3 | 97.34 | 16.74 | 16.74
38.8 | 11.8 | 11.8 | 101.84 | 21.24 | 21.24
40.5 | 13.5 | 13.5 | 104.9 | 24.3 | 24.3
41.4 | 14.4 | 14.4 | 106.52 | 25.92 | 25.92
42.6 | 15.6 | 15.6 | 108.68 | 28.08 | 28.08
42.6 | 15.6 | 15.6 | 108.68 | 28.08 | 28.08
42.6 | 15.6 | 15.6 | 108.68 | 28.08 | 28.08
42.1 | 15.1 | 15.1 | 107.78 | 27.18 | 27.18
41.4 | 14.4 | 14.4 | 106.52 | 25.92 | 25.92
38.1 | 11.1 | 11.1 | 100.58 | 19.98 | 19.98
35.6 | 8.6 | 8.6 | 96.08 | 15.48 | 15.48
33.5 | 6.5 | 6.5 | 92.3 | 11.7 | 11.7
32.6 | 5.6 | 5.6 | 90.68 | 10.08 | 10.08
31.9 | 4.9 | 4.9 | 89.42 | 8.82 | 8.82
34.5 | 7.5 | 7.5 | 94.1 | 13.5 | 13.5
33.6 | 6.6 | 6.6 | 92.48 | 11.88 | 11.88
32.4 | 5.4 | 5.4 | 90.32 | 9.72 | 9.72
31.7 | 4.7 | 4.7 | 89.06 | 8.46 | 8.46
31.1 | 4.1 | 4.1 | 87.98 | 7.38 | 7.38
30.1 | 3.1 | 3.1 | 86.18 | 5.58 | 5.58
29.3 | 2.3 | 2.3 | 84.74 | 4.14 | 4.14
29.3 | 2.3 | 2.3 | 84.74 | 4.14 | 4.14
31.1 | 4.1 | 4.1 | 87.98 | 7.38 | 7.38
32.1 | 5.1 | 5.1 | 89.78 | 9.18 | 9.18
34.2 | 7.2 | 7.2 | 93.56 | 12.96 | 12.96
36.5 | 9.5 | 9.5 | 97.7 | 17.1 | 17.1
37.8 | 10.8 | 10.8 | 100.04 | 19.44 | 19.44
38.6 | 11.6 | 11.6 | 101.48 | 20.88 | 20.88
39.3 | 12.3 | 12.3 | 102.74 | 22.14 | 22.14
39.4 | 12.4 | 12.4 | 102.92 | 22.32 | 22.32
39.4 | 12.4 | 12.4 | 102.92 | 22.32 | 22.32
39.5 | 12.5 | 12.5 | 103.1 | 22.5 | 22.5
38.4 | 11.4 | 11.4 | 101.12 | 20.52 | 20.52
36.2 | 9.2 | 9.2 | 97.16 | 16.56 | 16.56
34.8 | 7.8 | 7.8 | 94.64 | 14.04 | 14.04
34.8 | 7.8 | 7.8 | 94.64 | 14.04 | 14.04
32.6 | 5.6 | 5.6 | 90.68 | 10.08 | 10.08
32.5 | 5.5 | 5.5 | 90.5 | 9.9 | 9.9
31.7 | 4.7 | 4.7 | 89.06 | 8.46 | 8.46
31.4 | 4.4 | 4.4 | 88.52 | 7.92 | 7.92
29.4 | 2.4 | 2.4 | 84.92 | 4.32 | 4.32
28.1 | 1.1 | 1.1 | 82.58 | 1.98 | 1.98
28.5 | 1.5 | 1.5 | 83.3 | 2.7 | 2.7
27.7 | 0.7 | 0.7 | 81.86 | 1.26 | 1.26
26.8 | -0.2 | 0 | 80.24 | -0.36 | 0
26.8 | -0.2 | 0 | 80.24 | -0.36 | 0
29.2 | 2.2 | 2.2 | 84.56 | 3.96 | 3.96
32.6 | 5.6 | 5.6 | 90.68 | 10.08 | 10.08
34.9 | 7.9 | 7.9 | 94.82 | 14.22 | 14.22
36.3 | 9.3 | 9.3 | 97.34 | 16.74 | 16.74
37.3 | 10.3 | 10.3 | 99.14 | 18.54 | 18.54
38.4 | 11.4 | 11.4 | 101.12 | 20.52 | 20.52
38.8 | 11.8 | 11.8 | 101.84 | 21.24 | 21.24
39.3 | 12.3 | 12.3 | 102.74 | 22.14 | 22.14
38.2 | 11.2 | 11.2 | 100.76 | 20.16 | 20.16
36.3 | 9.3 | 9.3 | 97.34 | 16.74 | 16.74
35.6 | 8.6 | 8.6 | 96.08 | 15.48 | 15.48
34.8 | 7.8 | 7.8 | 94.64 | 14.04 | 14.04
33.2 | 6.2 | 6.2 | 91.76 | 11.16 | 11.16
33 | 6 | 6 | 91.4 | 10.8 | 10.8
32 | 5 | 5 | 89.6 | 9 | 9
31.5 | 4.5 | 4.5 | 88.7 | 8.1 | 8.1
31 | 4 | 4 | 87.8 | 7.2 | 7.2
30.3 | 3.3 | 3.3 | 86.54 | 5.94 | 5.94
29.6 | 2.6 | 2.6 | 85.28 | 4.68 | 4.68
28.7 | 1.7 | 1.7 | 83.66 | 3.06 | 3.06
28.3 | 1.3 | 1.3 | 82.94 | 2.34 | 2.34
27.8 | 0.8 | 0.8 | 82.04 | 1.44 | 1.44
27.6 | 0.6 | 0.6 | 81.68 | 1.08 | 1.08
27.8 | 0.8 | 0.8 | 82.04 | 1.44 | 1.44
28.5 | 1.5 | 1.5 | 83.3 | 2.7 | 2.7
30.7 | 3.7 | 3.7 | 87.26 | 6.66 | 6.66
31 | 4 | 4 | 87.8 | 7.2 | 7.2
33.8 | 6.8 | 6.8 | 92.84 | 12.24 | 12.24
34.7 | 7.7 | 7.7 | 94.46 | 13.86 | 13.86
35.7 | 8.7 | 8.7 | 96.26 | 15.66 | 15.66
36.5 | 9.5 | 9.5 | 97.7 | 17.1 | 17.1
37.1 | 10.1 | 10.1 | 98.78 | 18.18 | 18.18
36.9 | 9.9 | 9.9 | 98.42 | 17.82 | 17.82
34 | 7 | 7 | 93.2 | 12.6 | 12.6
30.2 | 3.2 | 3.2 | 86.36 | 5.76 | 5.76
29.8 | 2.8 | 2.8 | 85.64 | 5.04 | 5.04
29 | 2 | 2 | 84.2 | 3.6 | 3.6
28.7 | 1.7 | 1.7 | 83.66 | 3.06 | 3.06
28.6 | 1.6 | 1.6 | 83.48 | 2.88 | 2.88
28.5 | 1.5 | 1.5 | 83.3 | 2.7 | 2.7
28.3 | 1.3 | 1.3 | 82.94 | 2.34 | 2.34
27.8 | 0.8 | 0.8 | 82.04 | 1.44 | 1.44
27.2 | 0.2 | 0.2 | 80.96 | 0.36 | 0.36
26 | -1 | 0 | 78.8 | -1.8 | 0
26 | -1 | 0 | 78.8 | -1.8 | 0
26 | -1 | 0 | 78.8 | -1.8 | 0
25.3 | -1.7 | 0 | 77.54 | -3.06 | 0
25.2 | -1.8 | 0 | 77.36 | -3.24 | 0
25.3 | -1.7 | 0 | 77.54 | -3.06 | 0
27.5 | 0.5 | 0.5 | 81.5 | 0.9 | 0.9
29.1 | 2.1 | 2.1 | 84.38 | 3.78 | 3.78
31.5 | 4.5 | 4.5 | 88.7 | 8.1 | 8.1
34.1 | 7.1 | 7.1 | 93.38 | 12.78 | 12.78
36 | 9 | 9 | 96.8 | 16.2 | 16.2
36.2 | 9.2 | 9.2 | 97.16 | 16.56 | 16.56
37.1 | 10.1 | 10.1 | 98.78 | 18.18 | 18.18
36.9 | 9.9 | 9.9 | 98.42 | 17.82 | 17.82
36.7 | 9.7 | 9.7 | 98.06 | 17.46 | 17.46
36.2 | 9.2 | 9.2 | 97.16 | 16.56 | 16.56
34.9 | 7.9 | 7.9 | 94.82 | 14.22 | 14.22
32.6 | 5.6 | 5.6 | 90.68 | 10.08 | 10.08
31 | 4 | 4 | 87.8 | 7.2 | 7.2
30.1 | 3.1 | 3.1 | 86.18 | 5.58 | 5.58
29.4 | 2.4 | 2.4 | 84.92 | 4.32 | 4.32
29.1 | 2.1 | 2.1 | 84.38 | 3.78 | 3.78
28.8 | 1.8 | 1.8 | 83.84 | 3.24 | 3.24
28.5 | 1.5 | 1.5 | 83.3 | 2.7 | 2.7
27.8 | 0.8 | 0.8 | 82.04 | 1.44 | 1.44
27.6 | 0.6 | 0.6 | 81.68 | 1.08 | 1.08
27.4 | 0.4 | 0.4 | 81.32 | 0.72 | 0.72
27.2 | 0.2 | 0.2 | 80.96 | 0.36 | 0.36
26.9 | -0.1 | 0 | 80.42 | -0.18 | 0
28.3 | 1.3 | 1.3 | 82.94 | 2.34 | 2.34
31.3 | 4.3 | 4.3 | 88.34 | 7.74 | 7.74
34.2 | 7.2 | 7.2 | 93.56 | 12.96 | 12.96
36.1 | 9.1 | 9.1 | 96.98 | 16.38 | 16.38
37.3 | 10.3 | 10.3 | 99.14 | 18.54 | 18.54
27.5 | 0.5 | 0.5 | 81.5 | 0.9 | 0.9
27.2 | 0.2 | 0.2 | 80.96 | 0.36 | 0.36
25.3 | -1.7 | 0 | 77.54 | -3.06 | 0
30.8 | 3.8 | 3.8 | 87.44 | 6.84 | 6.84
32.9 | 5.9 | 5.9 | 91.22 | 10.62 | 10.62
31.7 | 4.7 | 4.7 | 89.06 | 8.46 | 8.46
30.6 | 3.6 | 3.6 | 87.08 | 6.48 | 6.48
26.3 | -0.7 | 0 | 79.34 | -1.26 | 0
23.6 | -3.4 | 0 | 74.48 | -6.12 | 0
24.2 | -2.8 | 0 | 75.56 | -5.04 | 0
24.2 | -2.8 | 0 | 75.56 | -5.04 | 0
24.1 | -2.9 | 0 | 75.38 | -5.22 | 0
24 | -3 | 0 | 75.2 | -5.4 | 0
24 | -3 | 0 | 75.2 | -5.4 | 0
23.7 | -3.3 | 0 | 74.66 | -5.94 | 0
23.9 | -3.1 | 0 | 75.02 | -5.58 | 0
23.1 | -3.9 | 0 | 73.58 | -7.02 | 0
22.6 | -4.4 | 0 | 72.68 | -7.92 | 0
23.1 | -3.9 | 0 | 73.58 | -7.02 | 0
24.3 | -2.7 | 0 | 75.74 | -4.86 | 0
25.4 | -1.6 | 0 | 77.72 | -2.88 | 0
28.2 | 1.2 | 1.2 | 82.76 | 2.16 | 2.16
29.9 | 2.9 | 2.9 | 85.82 | 5.22 | 5.22
31.7 | 4.7 | 4.7 | 89.06 | 8.46 | 8.46
32.5 | 5.5 | 5.5 | 90.5 | 9.9 | 9.9
33.5 | 6.5 | 6.5 | 92.3 | 11.7 | 11.7
33.8 | 6.8 | 6.8 | 92.84 | 12.24 | 12.24
34.3 | 7.3 | 7.3 | 93.74 | 13.14 | 13.14
33.9 | 6.9 | 6.9 | 93.02 | 12.42 | 12.42
33.2 | 6.2 | 6.2 | 91.76 | 11.16 | 11.16
32 | 5 | 5 | 89.6 | 9 | 9
31 | 4 | 4 | 87.8 | 7.2 | 7.2
30.2 | 3.2 | 3.2 | 86.36 | 5.76 | 5.76
29.8 | 2.8 | 2.8 | 85.64 | 5.04 | 5.04
28.5 | 1.5 | 1.5 | 83.3 | 2.7 | 2.7
28 | 1 | 1 | 82.4 | 1.8 | 1.8
27.4 | 0.4 | 0.4 | 81.32 | 0.72 | 0.72
26.7 | -0.3 | 0 | 80.06 | -0.54 | 0
26.2 | -0.8 | 0 | 79.16 | -1.44 | 0
25.8 | -1.2 | 0 | 78.44 | -2.16 | 0
25.5 | -1.5 | 0 | 77.9 | -2.7 | 0
25.1 | -1.9 | 0 | 77.18 | -3.42 | 0
25.7 | -1.3 | 0 | 78.26 | -2.34 | 0
28 | 1 | 1 | 82.4 | 1.8 | 1.8
29.6 | 2.6 | 2.6 | 85.28 | 4.68 | 4.68
31.5 | 4.5 | 4.5 | 88.7 | 8.1 | 8.1
33 | 6 | 6 | 91.4 | 10.8 | 10.8
34 | 7 | 7 | 93.2 | 12.6 | 12.6
35.3 | 8.3 | 8.3 | 95.54 | 14.94 | 14.94
35.4 | 8.4 | 8.4 | 95.72 | 15.12 | 15.12
36.1 | 9.1 | 9.1 | 96.98 | 16.38 | 16.38
36.4 | 9.4 | 9.4 | 97.52 | 16.92 | 16.92
36.1 | 9.1 | 9.1 | 96.98 | 16.38 | 16.38
35.5 | 8.5 | 8.5 | 95.9 | 15.3 | 15.3
34 | 7 | 7 | 93.2 | 12.6 | 12.6
30.2 | 3.2 | 3.2 | 86.36 | 5.76 | 5.76
28.8 | 1.8 | 1.8 | 83.84 | 3.24 | 3.24
28 | 1 | 1 | 82.4 | 1.8 | 1.8
27.7 | 0.7 | 0.7 | 81.86 | 1.26 | 1.26
26.3 | -0.7 | 0 | 79.34 | -1.26 | 0
25.3 | -1.7 | 0 | 77.54 | -3.06 | 0
24.6 | -2.4 | 0 | 76.28 | -4.32 | 0
24.6 | -2.4 | 0 | 76.28 | -4.32 | 0
24.4 | -2.6 | 0 | 75.92 | -4.68 | 0
24 | -3 | 0 | 75.2 | -5.4 | 0
23.5 | -3.5 | 0 | 74.3 | -6.3 | 0
22.8 | -4.2 | 0 | 73.04 | -7.56 | 0
23.5 | -3.5 | 0 | 74.3 | -6.3 | 0
26.4 | -0.6 | 0 | 79.52 | -1.08 | 0
28.2 | 1.2 | 1.2 | 82.76 | 2.16 | 2.16
30.7 | 3.7 | 3.7 | 87.26 | 6.66 | 6.66
32.7 | 5.7 | 5.7 | 90.86 | 10.26 | 10.26
34.3 | 7.3 | 7.3 | 93.74 | 13.14 | 13.14
35.2 | 8.2 | 8.2 | 95.36 | 14.76 | 14.76
35.9 | 8.9 | 8.9 | 96.62 | 16.02 | 16.02
36.2 | 9.2 | 9.2 | 97.16 | 16.56 | 16.56
35.4 | 8.4 | 8.4 | 95.72 | 15.12 | 15.12
34.8 | 7.8 | 7.8 | 94.64 | 14.04 | 14.04
33.1 | 6.1 | 6.1 | 91.58 | 10.98 | 10.98
32.2 | 5.2 | 5.2 | 89.96 | 9.36 | 9.36
31.2 | 4.2 | 4.2 | 88.16 | 7.56 | 7.56
30.1 | 3.1 | 3.1 | 86.18 | 5.58 | 5.58
29.5 | 2.5 | 2.5 | 85.1 | 4.5 | 4.5
28.8 | 1.8 | 1.8 | 83.84 | 3.24 | 3.24
28.1 | 1.1 | 1.1 | 82.58 | 1.98 | 1.98
27.7 | 0.7 | 0.7 | 81.86 | 1.26 | 1.26
27.3 | 0.3 | 0.3 | 81.14 | 0.54 | 0.54
27.1 | 0.1 | 0.1 | 80.78 | 0.18 | 0.18
26.9 | -0.1 | 0 | 80.42 | -0.18 | 0
26.2 | -0.8 | 0 | 79.16 | -1.44 | 0
25.9 | -1.1 | 0 | 78.62 | -1.98 | 0
27.2 | 0.2 | 0.2 | 80.96 | 0.36 | 0.36
29.5 | 2.5 | 2.5 | 85.1 | 4.5 | 4.5
31.9 | 4.9 | 4.9 | 89.42 | 8.82 | 8.82
34.3 | 7.3 | 7.3 | 93.74 | 13.14 | 13.14
36.3 | 9.3 | 9.3 | 97.34 | 16.74 | 16.74
36.7 | 9.7 | 9.7 | 98.06 | 17.46 | 17.46
37.7 | 10.7 | 10.7 | 99.86 | 19.26 | 19.26
38.3 | 11.3 | 11.3 | 100.94 | 20.34 | 20.34
38.3 | 11.3 | 11.3 | 100.94 | 20.34 | 20.34
38 | 11 | 11 | 100.4 | 19.8 | 19.8
37.4 | 10.4 | 10.4 | 99.32 | 18.72 | 18.72
35.8 | 8.8 | 8.8 | 96.44 | 15.84 | 15.84
34.1 | 7.1 | 7.1 | 93.38 | 12.78 | 12.78
33.2 | 6.2 | 6.2 | 91.76 | 11.16 | 11.16
32.2 | 5.2 | 5.2 | 89.96 | 9.36 | 9.36
31.5 | 4.5 | 4.5 | 88.7 | 8.1 | 8.1
31.1 | 4.1 | 4.1 | 87.98 | 7.38 | 7.38
30.8 | 3.8 | 3.8 | 87.44 | 6.84 | 6.84
30.4 | 3.4 | 3.4 | 86.72 | 6.12 | 6.12
30.1 | 3.1 | 3.1 | 86.18 | 5.58 | 5.58
29.7 | 2.7 | 2.7 | 85.46 | 4.86 | 4.86
29.4 | 2.4 | 2.4 | 84.92 | 4.32 | 4.32
29.2 | 2.2 | 2.2 | 84.56 | 3.96 | 3.96
29.2 | 2.2 | 2.2 | 84.56 | 3.96 | 3.96
30.1 | 3.1 | 3.1 | 86.18 | 5.58 | 5.58
31.5 | 4.5 | 4.5 | 88.7 | 8.1 | 8.1
33.5 | 6.5 | 6.5 | 92.3 | 11.7 | 11.7
35.3 | 8.3 | 8.3 | 95.54 | 14.94 | 14.94
37.1 | 10.1 | 10.1 | 98.78 | 18.18 | 18.18
38.6 | 11.6 | 11.6 | 101.48 | 20.88 | 20.88
39.5 | 12.5 | 12.5 | 103.1 | 22.5 | 22.5
40.3 | 13.3 | 13.3 | 104.54 | 23.94 | 23.94
40.6 | 13.6 | 13.6 | 105.08 | 24.48 | 24.48
40.3 | 13.3 | 13.3 | 104.54 | 23.94 | 23.94
40 | 13 | 13 | 104 | 23.4 | 23.4
36.9 | 9.9 | 9.9 | 98.42 | 17.82 | 17.82
35.8 | 8.8 | 8.8 | 96.44 | 15.84 | 15.84
35 | 8 | 8 | 95 | 14.4 | 14.4
33.8 | 6.8 | 6.8 | 92.84 | 12.24 | 12.24
32.9 | 5.9 | 5.9 | 91.22 | 10.62 | 10.62
32.1 | 5.1 | 5.1 | 89.78 | 9.18 | 9.18
31.7 | 4.7 | 4.7 | 89.06 | 8.46 | 8.46
31.7 | 4.7 | 4.7 | 89.06 | 8.46 | 8.46
31.7 | 4.7 | 4.7 | 89.06 | 8.46 | 8.46
31.7 | 4.7 | 4.7 | 89.06 | 8.46 | 8.46
31.2 | 4.2 | 4.2 | 88.16 | 7.56 | 7.56
29.8 | 2.8 | 2.8 | 85.64 | 5.04 | 5.04
29.5 | 2.5 | 2.5 | 85.1 | 4.5 | 4.5
30.9 | 3.9 | 3.9 | 87.62 | 7.02 | 7.02
33.2 | 6.2 | 6.2 | 91.76 | 11.16 | 11.16
35.2 | 8.2 | 8.2 | 95.36 | 14.76 | 14.76
37.5 | 10.5 | 10.5 | 99.5 | 18.9 | 18.9
38.7 | 11.7 | 11.7 | 101.66 | 21.06 | 21.06
39.5 | 12.5 | 12.5 | 103.1 | 22.5 | 22.5
40.5 | 13.5 | 13.5 | 104.9 | 24.3 | 24.3
41.6 | 14.6 | 14.6 | 106.88 | 26.28 | 26.28
41.9 | 14.9 | 14.9 | 107.42 | 26.82 | 26.82
41.9 | 14.9 | 14.9 | 107.42 | 26.82 | 26.82
40.5 | 13.5 | 13.5 | 104.9 | 24.3 | 24.3
37.6 | 10.6 | 10.6 | 99.68 | 19.08 | 19.08
35.1 | 8.1 | 8.1 | 95.18 | 14.58 | 14.58
33.1 | 6.1 | 6.1 | 91.58 | 10.98 | 10.98
32.2 | 5.2 | 5.2 | 89.96 | 9.36 | 9.36
33.1 | 6.1 | 6.1 | 91.58 | 10.98 | 10.98
32.5 | 5.5 | 5.5 | 90.5 | 9.9 | 9.9
32.2 | 5.2 | 5.2 | 89.96 | 9.36 | 9.36
31.5 | 4.5 | 4.5 | 88.7 | 8.1 | 8.1
30.8 | 3.8 | 3.8 | 87.44 | 6.84 | 6.84
30.1 | 3.1 | 3.1 | 86.18 | 5.58 | 5.58
29.5 | 2.5 | 2.5 | 85.1 | 4.5 | 4.5
29 | 2 | 2 | 84.2 | 3.6 | 3.6
29 | 2 | 2 | 84.2 | 3.6 | 3.6
30.7 | 3.7 | 3.7 | 87.26 | 6.66 | 6.66
32.9 | 5.9 | 5.9 | 91.22 | 10.62 | 10.62
36.1 | 9.1 | 9.1 | 96.98 | 16.38 | 16.38
37.5 | 10.5 | 10.5 | 99.5 | 18.9 | 18.9
38.8 | 11.8 | 11.8 | 101.84 | 21.24 | 21.24
40.1 | 13.1 | 13.1 | 104.18 | 23.58 | 23.58
41.1 | 14.1 | 14.1 | 105.98 | 25.38 | 25.38
41.5 | 14.5 | 14.5 | 106.7 | 26.1 | 26.1
40.2 | 13.2 | 13.2 | 104.36 | 23.76 | 23.76
39 | 12 | 12 | 102.2 | 21.6 | 21.6
38.4 | 11.4 | 11.4 | 101.12 | 20.52 | 20.52
36.8 | 9.8 | 9.8 | 98.24 | 17.64 | 17.64
35.3 | 8.3 | 8.3 | 95.54 | 14.94 | 14.94
34.5 | 7.5 | 7.5 | 94.1 | 13.5 | 13.5
33.9 | 6.9 | 6.9 | 93.02 | 12.42 | 12.42
32.2 | 5.2 | 5.2 | 89.96 | 9.36 | 9.36
31.2 | 4.2 | 4.2 | 88.16 | 7.56 | 7.56
30.5 | 3.5 | 3.5 | 86.9 | 6.3 | 6.3
29.9 | 2.9 | 2.9 | 85.82 | 5.22 | 5.22
29.5 | 2.5 | 2.5 | 85.1 | 4.5 | 4.5
29.2 | 2.2 | 2.2 | 84.56 | 3.96 | 3.96
28.8 | 1.8 | 1.8 | 83.84 | 3.24 | 3.24
28.4 | 1.4 | 1.4 | 83.12 | 2.52 | 2.52
28.5 | 1.5 | 1.5 | 83.3 | 2.7 | 2.7
29.7 | 2.7 | 2.7 | 85.46 | 4.86 | 4.86
30.4 | 3.4 | 3.4 | 86.72 | 6.12 | 6.12
33.1 | 6.1 | 6.1 | 91.58 | 10.98 | 10.98
34.6 | 7.6 | 7.6 | 94.28 | 13.68 | 13.68
35.8 | 8.8 | 8.8 | 96.44 | 15.84 | 15.84
37.1 | 10.1 | 10.1 | 98.78 | 18.18 | 18.18
38.3 | 11.3 | 11.3 | 100.94 | 20.34 | 20.34
38.7 | 11.7 | 11.7 | 101.66 | 21.06 | 21.06
37.9 | 10.9 | 10.9 | 100.22 | 19.62 | 19.62
36.8 | 9.8 | 9.8 | 98.24 | 17.64 | 17.64
36.4 | 9.4 | 9.4 | 97.52 | 16.92 | 16.92
30.4 | 3.4 | 3.4 | 86.72 | 6.12 | 6.12
28.6 | 1.6 | 1.6 | 83.48 | 2.88 | 2.88
27.6 | 0.6 | 0.6 | 81.68 | 1.08 | 1.08
27.3 | 0.3 | 0.3 | 81.14 | 0.54 | 0.54
27.1 | 0.1 | 0.1 | 80.78 | 0.18 | 0.18
27.4 | 0.4 | 0.4 | 81.32 | 0.72 | 0.72
27.6 | 0.6 | 0.6 | 81.68 | 1.08 | 1.08
27.6 | 0.6 | 0.6 | 81.68 | 1.08 | 1.08
27.6 | 0.6 | 0.6 | 81.68 | 1.08 | 1.08
27.4 | 0.4 | 0.4 | 81.32 | 0.72 | 0.72
27.4 | 0.4 | 0.4 | 81.32 | 0.72 | 0.72
27.4 | 0.4 | 0.4 | 81.32 | 0.72 | 0.72
27.4 | 0.4 | 0.4 | 81.32 | 0.72 | 0.72
28.4 | 1.4 | 1.4 | 83.12 | 2.52 | 2.52
30.4 | 3.4 | 3.4 | 86.72 | 6.12 | 6.12
31.3 | 4.3 | 4.3 | 88.34 | 7.74 | 7.74
31.4 | 4.4 | 4.4 | 88.52 | 7.92 | 7.92
32.3 | 5.3 | 5.3 | 90.14 | 9.54 | 9.54
33.2 | 6.2 | 6.2 | 91.76 | 11.16 | 11.16
33.4 | 6.4 | 6.4 | 92.12 | 11.52 | 11.52
34 | 7 | 7 | 93.2 | 12.6 | 12.6
34.2 | 7.2 | 7.2 | 93.56 | 12.96 | 12.96
35 | 8 | 8 | 95 | 14.4 | 14.4
34.9 | 7.9 | 7.9 | 94.82 | 14.22 | 14.22
34 | 7 | 7 | 93.2 | 12.6 | 12.6
33 | 6 | 6 | 91.4 | 10.8 | 10.8
32.4 | 5.4 | 5.4 | 90.32 | 9.72 | 9.72
31.8 | 4.8 | 4.8 | 89.24 | 8.64 | 8.64
31.1 | 4.1 | 4.1 | 87.98 | 7.38 | 7.38
30.5 | 3.5 | 3.5 | 86.9 | 6.3 | 6.3
29.8 | 2.8 | 2.8 | 85.64 | 5.04 | 5.04
29.1 | 2.1 | 2.1 | 84.38 | 3.78 | 3.78
28.6 | 1.6 | 1.6 | 83.48 | 2.88 | 2.88
28.5 | 1.5 | 1.5 | 83.3 | 2.7 | 2.7
28.2 | 1.2 | 1.2 | 82.76 | 2.16 | 2.16
27.9 | 0.9 | 0.9 | 82.22 | 1.62 | 1.62
29 | 2 | 2 | 84.2 | 3.6 | 3.6
31.1 | 4.1 | 4.1 | 87.98 | 7.38 | 7.38
34.2 | 7.2 | 7.2 | 93.56 | 12.96 | 12.96
35.8 | 8.8 | 8.8 | 96.44 | 15.84 | 15.84
36.3 | 9.3 | 9.3 | 97.34 | 16.74 | 16.74
37.9 | 10.9 | 10.9 | 100.22 | 19.62 | 19.62
36 | 9 | 9 | 96.8 | 16.2 | 16.2
39 | 12 | 12 | 102.2 | 21.6 | 21.6
39.2 | 12.2 | 12.2 | 102.56 | 21.96 | 21.96
38.7 | 11.7 | 11.7 | 101.66 | 21.06 | 21.06
26.6 | -0.4 | 0 | 79.88 | -0.72 | 0
29.4 | 2.4 | 2.4 | 84.92 | 4.32 | 4.32
29.6 | 2.6 | 2.6 | 85.28 | 4.68 | 4.68
30.4 | 3.4 | 3.4 | 86.72 | 6.12 | 6.12
30.2 | 3.2 | 3.2 | 86.36 | 5.76 | 5.76
30.2 | 3.2 | 3.2 | 86.36 | 5.76 | 5.76
30.2 | 3.2 | 3.2 | 86.36 | 5.76 | 5.76
29.9 | 2.9 | 2.9 | 85.82 | 5.22 | 5.22
29.7 | 2.7 | 2.7 | 85.46 | 4.86 | 4.86
29.9 | 2.9 | 2.9 | 85.82 | 5.22 | 5.22
30.3 | 3.3 | 3.3 | 86.54 | 5.94 | 5.94
29.9 | 2.9 | 2.9 | 85.82 | 5.22 | 5.22
29.7 | 2.7 | 2.7 | 85.46 | 4.86 | 4.86
29.2 | 2.2 | 2.2 | 84.56 | 3.96 | 3.96
29.8 | 2.8 | 2.8 | 85.64 | 5.04 | 5.04
31.9 | 4.9 | 4.9 | 89.42 | 8.82 | 8.82
32.6 | 5.6 | 5.6 | 90.68 | 10.08 | 10.08
33.3 | 6.3 | 6.3 | 91.94 | 11.34 | 11.34
34.3 | 7.3 | 7.3 | 93.74 | 13.14 | 13.14
35.3 | 8.3 | 8.3 | 95.54 | 14.94 | 14.94
36.2 | 9.2 | 9.2 | 97.16 | 16.56 | 16.56
35.4 | 8.4 | 8.4 | 95.72 | 15.12 | 15.12
35.3 | 8.3 | 8.3 | 95.54 | 14.94 | 14.94
34.8 | 7.8 | 7.8 | 94.64 | 14.04 | 14.04
34.4 | 7.4 | 7.4 | 93.92 | 13.32 | 13.32
34.3 | 7.3 | 7.3 | 93.74 | 13.14 | 13.14
33.6 | 6.6 | 6.6 | 92.48 | 11.88 | 11.88
31.3 | 4.3 | 4.3 | 88.34 | 7.74 | 7.74
29.8 | 2.8 | 2.8 | 85.64 | 5.04 | 5.04
29.2 | 2.2 | 2.2 | 84.56 | 3.96 | 3.96
28.5 | 1.5 | 1.5 | 83.3 | 2.7 | 2.7
28.4 | 1.4 | 1.4 | 83.12 | 2.52 | 2.52
27.6 | 0.6 | 0.6 | 81.68 | 1.08 | 1.08
27.2 | 0.2 | 0.2 | 80.96 | 0.36 | 0.36
26.4 | -0.6 | 0 | 79.52 | -1.08 | 0
26.2 | -0.8 | 0 | 79.16 | -1.44 | 0
25.8 | -1.2 | 0 | 78.44 | -2.16 | 0
25.7 | -1.3 | 0 | 78.26 | -2.34 | 0
25.7 | -1.3 | 0 | 78.26 | -2.34 | 0
25.7 | -1.3 | 0 | 78.26 | -2.34 | 0
26 | -1 | 0 | 78.8 | -1.8 | 0
27.4 | 0.4 | 0.4 | 81.32 | 0.72 | 0.72
28.9 | 1.9 | 1.9 | 84.02 | 3.42 | 3.42
30.6 | 3.6 | 3.6 | 87.08 | 6.48 | 6.48
31.9 | 4.9 | 4.9 | 89.42 | 8.82 | 8.82
32.2 | 5.2 | 5.2 | 89.96 | 9.36 | 9.36
32.6 | 5.6 | 5.6 | 90.68 | 10.08 | 10.08
32.4 | 5.4 | 5.4 | 90.32 | 9.72 | 9.72
31.9 | 4.9 | 4.9 | 89.42 | 8.82 | 8.82
31.6 | 4.6 | 4.6 | 88.88 | 8.28 | 8.28
31.1 | 4.1 | 4.1 | 87.98 | 7.38 | 7.38
30.4 | 3.4 | 3.4 | 86.72 | 6.12 | 6.12
29.8 | 2.8 | 2.8 | 85.64 | 5.04 | 5.04
29.3 | 2.3 | 2.3 | 84.74 | 4.14 | 4.14
28.5 | 1.5 | 1.5 | 83.3 | 2.7 | 2.7
28.1 | 1.1 | 1.1 | 82.58 | 1.98 | 1.98
27.9 | 0.9 | 0.9 | 82.22 | 1.62 | 1.62
27.2 | 0.2 | 0.2 | 80.96 | 0.36 | 0.36
26.7 | -0.3 | 0 | 80.06 | -0.54 | 0
26.4 | -0.6 | 0 | 79.52 | -1.08 | 0
25.9 | -1.1 | 0 | 78.62 | -1.98 | 0
25.9 | -1.1 | 0 | 78.62 | -1.98 | 0
26.6 | -0.4 | 0 | 79.88 | -0.72 | 0
28.3 | 1.3 | 1.3 | 82.94 | 2.34 | 2.34
31.5 | 4.5 | 4.5 | 88.7 | 8.1 | 8.1
33.4 | 6.4 | 6.4 | 92.12 | 11.52 | 11.52
35.2 | 8.2 | 8.2 | 95.36 | 14.76 | 14.76
36.7 | 9.7 | 9.7 | 98.06 | 17.46 | 17.46
37.7 | 10.7 | 10.7 | 99.86 | 19.26 | 19.26
38.3 | 11.3 | 11.3 | 100.94 | 20.34 | 20.34
38.6 | 11.6 | 11.6 | 101.48 | 20.88 | 20.88
38.6 | 11.6 | 11.6 | 101.48 | 20.88 | 20.88
38.3 | 11.3 | 11.3 | 100.94 | 20.34 | 20.34
37.8 | 10.8 | 10.8 | 100.04 | 19.44 | 19.44
36.3 | 9.3 | 9.3 | 97.34 | 16.74 | 16.74
35 | 8 | 8 | 95 | 14.4 | 14.4
32.9 | 5.9 | 5.9 | 91.22 | 10.62 | 10.62
32 | 5 | 5 | 89.6 | 9 | 9
29.9 | 2.9 | 2.9 | 85.82 | 5.22 | 5.22
28.2 | 1.2 | 1.2 | 82.76 | 2.16 | 2.16
29.2 | 2.2 | 2.2 | 84.56 | 3.96 | 3.96
29.4 | 2.4 | 2.4 | 84.92 | 4.32 | 4.32
28.3 | 1.3 | 1.3 | 82.94 | 2.34 | 2.34
27.2 | 0.2 | 0.2 | 80.96 | 0.36 | 0.36
26.2 | -0.8 | 0 | 79.16 | -1.44 | 0
25.8 | -1.2 | 0 | 78.44 | -2.16 | 0
28.2 | 1.2 | 1.2 | 82.76 | 2.16 | 2.16
30.6 | 3.6 | 3.6 | 87.08 | 6.48 | 6.48
33.1 | 6.1 | 6.1 | 91.58 | 10.98 | 10.98
36 | 9 | 9 | 96.8 | 16.2 | 16.2
38.6 | 11.6 | 11.6 | 101.48 | 20.88 | 20.88
39.8 | 12.8 | 12.8 | 103.64 | 23.04 | 23.04
40.5 | 13.5 | 13.5 | 104.9 | 24.3 | 24.3
40.7 | 13.7 | 13.7 | 105.26 | 24.66 | 24.66
40.5 | 13.5 | 13.5 | 104.9 | 24.3 | 24.3
40.6 | 13.6 | 13.6 | 105.08 | 24.48 | 24.48
40.5 | 13.5 | 13.5 | 104.9 | 24.3 | 24.3
39.9 | 12.9 | 12.9 | 103.82 | 23.22 | 23.22
38.5 | 11.5 | 11.5 | 101.3 | 20.7 | 20.7
35.8 | 8.8 | 8.8 | 96.44 | 15.84 | 15.84
32.8 | 5.8 | 5.8 | 91.04 | 10.44 | 10.44
30.5 | 3.5 | 3.5 | 86.9 | 6.3 | 6.3
30.3 | 3.3 | 3.3 | 86.54 | 5.94 | 5.94
29 | 2 | 2 | 84.2 | 3.6 | 3.6
27.8 | 0.8 | 0.8 | 82.04 | 1.44 | 1.44
28.4 | 1.4 | 1.4 | 83.12 | 2.52 | 2.52
26.7 | -0.3 | 0 | 80.06 | -0.54 | 0
25.2 | -1.8 | 0 | 77.36 | -3.24 | 0
25.5 | -1.5 | 0 | 77.9 | -2.7 | 0
26 | -1 | 0 | 78.8 | -1.8 | 0
27.1 | 0.1 | 0.1 | 80.78 | 0.18 | 0.18
30.5 | 3.5 | 3.5 | 86.9 | 6.3 | 6.3
35.8 | 8.8 | 8.8 | 96.44 | 15.84 | 15.84
37.4 | 10.4 | 10.4 | 99.32 | 18.72 | 18.72
39.1 | 12.1 | 12.1 | 102.38 | 21.78 | 21.78
40 | 13 | 13 | 104 | 23.4 | 23.4
41.4 | 14.4 | 14.4 | 106.52 | 25.92 | 25.92
41.6 | 14.6 | 14.6 | 106.88 | 26.28 | 26.28
42.1 | 15.1 | 15.1 | 107.78 | 27.18 | 27.18
42 | 15 | 15 | 107.6 | 27 | 27
41.5 | 14.5 | 14.5 | 106.7 | 26.1 | 26.1
40.8 | 13.8 | 13.8 | 105.44 | 24.84 | 24.84
39 | 12 | 12 | 102.2 | 21.6 | 21.6
35.6 | 8.6 | 8.6 | 96.08 | 15.48 | 15.48
32.5 | 5.5 | 5.5 | 90.5 | 9.9 | 9.9
30.4 | 3.4 | 3.4 | 86.72 | 6.12 | 6.12
29.1 | 2.1 | 2.1 | 84.38 | 3.78 | 3.78
28.4 | 1.4 | 1.4 | 83.12 | 2.52 | 2.52
28 | 1 | 1 | 82.4 | 1.8 | 1.8
28.7 | 1.7 | 1.7 | 83.66 | 3.06 | 3.06
28.6 | 1.6 | 1.6 | 83.48 | 2.88 | 2.88
27.1 | 0.1 | 0.1 | 80.78 | 0.18 | 0.18
25.5 | -1.5 | 0 | 77.9 | -2.7 | 0
24.6 | -2.4 | 0 | 76.28 | -4.32 | 0
27 | 0 | 0 | 80.6 | 0 | 0
31.9 | 4.9 | 4.9 | 89.42 | 8.82 | 8.82
35.3 | 8.3 | 8.3 | 95.54 | 14.94 | 14.94
37.6 | 10.6 | 10.6 | 99.68 | 19.08 | 19.08
39.8 | 12.8 | 12.8 | 103.64 | 23.04 | 23.04
40.4 | 13.4 | 13.4 | 104.72 | 24.12 | 24.12
41.7 | 14.7 | 14.7 | 107.06 | 26.46 | 26.46
42 | 15 | 15 | 107.6 | 27 | 27
42.6 | 15.6 | 15.6 | 108.68 | 28.08 | 28.08
42.6 | 15.6 | 15.6 | 108.68 | 28.08 | 28.08
42 | 15 | 15 | 107.6 | 27 | 27
41.3 | 14.3 | 14.3 | 106.34 | 25.74 | 25.74
39.7 | 12.7 | 12.7 | 103.46 | 22.86 | 22.86
36 | 9 | 9 | 96.8 | 16.2 | 16.2
33 | 6 | 6 | 91.4 | 10.8 | 10.8
31.6 | 4.6 | 4.6 | 88.88 | 8.28 | 8.28
30.8 | 3.8 | 3.8 | 87.44 | 6.84 | 6.84
29.2 | 2.2 | 2.2 | 84.56 | 3.96 | 3.96
28 | 1 | 1 | 82.4 | 1.8 | 1.8
29.6 | 2.6 | 2.6 | 85.28 | 4.68 | 4.68
30.1 | 3.1 | 3.1 | 86.18 | 5.58 | 5.58
30.3 | 3.3 | 3.3 | 86.54 | 5.94 | 5.94
29.2 | 2.2 | 2.2 | 84.56 | 3.96 | 3.96
28.9 | 1.9 | 1.9 | 84.02 | 3.42 | 3.42
30.3 | 3.3 | 3.3 | 86.54 | 5.94 | 5.94
32.3 | 5.3 | 5.3 | 90.14 | 9.54 | 9.54
33.9 | 6.9 | 6.9 | 93.02 | 12.42 | 12.42
35.7 | 8.7 | 8.7 | 96.26 | 15.66 | 15.66
37.5 | 10.5 | 10.5 | 99.5 | 18.9 | 18.9
39.1 | 12.1 | 12.1 | 102.38 | 21.78 | 21.78
40 | 13 | 13 | 104 | 23.4 | 23.4
41.2 | 14.2 | 14.2 | 106.16 | 25.56 | 25.56
41.5 | 14.5 | 14.5 | 106.7 | 26.1 | 26.1
41.6 | 14.6 | 14.6 | 106.88 | 26.28 | 26.28
41.6 | 14.6 | 14.6 | 106.88 | 26.28 | 26.28
41 | 14 | 14 | 105.8 | 25.2 | 25.2
38.5 | 11.5 | 11.5 | 101.3 | 20.7 | 20.7
35.4 | 8.4 | 8.4 | 95.72 | 15.12 | 15.12
32.8 | 5.8 | 5.8 | 91.04 | 10.44 | 10.44
31.2 | 4.2 | 4.2 | 88.16 | 7.56 | 7.56
31.2 | 4.2 | 4.2 | 88.16 | 7.56 | 7.56
32.7 | 5.7 | 5.7 | 90.86 | 10.26 | 10.26
33.3 | 6.3 | 6.3 | 91.94 | 11.34 | 11.34
33.7 | 6.7 | 6.7 | 92.66 | 12.06 | 12.06
32.8 | 5.8 | 5.8 | 91.04 | 10.44 | 10.44
32.4 | 5.4 | 5.4 | 90.32 | 9.72 | 9.72
31 | 4 | 4 | 87.8 | 7.2 | 7.2
30.2 | 3.2 | 3.2 | 86.36 | 5.76 | 5.76
31 | 4 | 4 | 87.8 | 7.2 | 7.2
32.4 | 5.4 | 5.4 | 90.32 | 9.72 | 9.72
33.7 | 6.7 | 6.7 | 92.66 | 12.06 | 12.06
35 | 8 | 8 | 95 | 14.4 | 14.4
37 | 10 | 10 | 98.6 | 18 | 18
38 | 11 | 11 | 100.4 | 19.8 | 19.8
39.6 | 12.6 | 12.6 | 103.28 | 22.68 | 22.68
39.8 | 12.8 | 12.8 | 103.64 | 23.04 | 23.04
40.7 | 13.7 | 13.7 | 105.26 | 24.66 | 24.66
41.2 | 14.2 | 14.2 | 106.16 | 25.56 | 25.56
40.4 | 13.4 | 13.4 | 104.72 | 24.12 | 24.12
40.6 | 13.6 | 13.6 | 105.08 | 24.48 | 24.48
38.9 | 11.9 | 11.9 | 102.02 | 21.42 | 21.42
37 | 10 | 10 | 98.6 | 18 | 18
35.2 | 8.2 | 8.2 | 95.36 | 14.76 | 14.76
34.2 | 7.2 | 7.2 | 93.56 | 12.96 | 12.96
34 | 7 | 7 | 93.2 | 12.6 | 12.6
34.1 | 7.1 | 7.1 | 93.38 | 12.78 | 12.78
33.7 | 6.7 | 6.7 | 92.66 | 12.06 | 12.06
33.7 | 6.7 | 6.7 | 92.66 | 12.06 | 12.06
33 | 6 | 6 | 91.4 | 10.8 | 10.8
32.6 | 5.6 | 5.6 | 90.68 | 10.08 | 10.08
31.8 | 4.8 | 4.8 | 89.24 | 8.64 | 8.64
31.7 | 4.7 | 4.7 | 89.06 | 8.46 | 8.46
31.5 | 4.5 | 4.5 | 88.7 | 8.1 | 8.1
32.6 | 5.6 | 5.6 | 90.68 | 10.08 | 10.08
33.5 | 6.5 | 6.5 | 92.3 | 11.7 | 11.7
34.6 | 7.6 | 7.6 | 94.28 | 13.68 | 13.68
35.8 | 8.8 | 8.8 | 96.44 | 15.84 | 15.84
37.5 | 10.5 | 10.5 | 99.5 | 18.9 | 18.9
38.2 | 11.2 | 11.2 | 100.76 | 20.16 | 20.16
39.3 | 12.3 | 12.3 | 102.74 | 22.14 | 22.14
39.8 | 12.8 | 12.8 | 103.64 | 23.04 | 23.04
27.5 | 0.5 | 0.5 | 81.5 | 0.9 | 0.9
23.9 | -3.1 | 0 | 75.02 | -5.58 | 0
29.5 | 2.5 | 2.5 | 85.1 | 4.5 | 4.5
30 | 3 | 3 | 86 | 5.4 | 5.4
29.7 | 2.7 | 2.7 | 85.46 | 4.86 | 4.86
29.3 | 2.3 | 2.3 | 84.74 | 4.14 | 4.14
29.2 | 2.2 | 2.2 | 84.56 | 3.96 | 3.96
29.8 | 2.8 | 2.8 | 85.64 | 5.04 | 5.04
30.2 | 3.2 | 3.2 | 86.36 | 5.76 | 5.76
30.8 | 3.8 | 3.8 | 87.44 | 6.84 | 6.84
31.4 | 4.4 | 4.4 | 88.52 | 7.92 | 7.92
31.9 | 4.9 | 4.9 | 89.42 | 8.82 | 8.82
32.4 | 5.4 | 5.4 | 90.32 | 9.72 | 9.72
32.6 | 5.6 | 5.6 | 90.68 | 10.08 | 10.08
32.1 | 5.1 | 5.1 | 89.78 | 9.18 | 9.18
32.1 | 5.1 | 5.1 | 89.78 | 9.18 | 9.18
33.8 | 6.8 | 6.8 | 92.84 | 12.24 | 12.24
32.1 | 5.1 | 5.1 | 89.78 | 9.18 | 9.18
33 | 6 | 6 | 91.4 | 10.8 | 10.8
34.7 | 7.7 | 7.7 | 94.46 | 13.86 | 13.86
37.2 | 10.2 | 10.2 | 98.96 | 18.36 | 18.36
37.7 | 10.7 | 10.7 | 99.86 | 19.26 | 19.26
38.9 | 11.9 | 11.9 | 102.02 | 21.42 | 21.42
39.5 | 12.5 | 12.5 | 103.1 | 22.5 | 22.5
40 | 13 | 13 | 104 | 23.4 | 23.4
39.3 | 12.3 | 12.3 | 102.74 | 22.14 | 22.14
37.6 | 10.6 | 10.6 | 99.68 | 19.08 | 19.08
34.5 | 7.5 | 7.5 | 94.1 | 13.5 | 13.5
34.4 | 7.4 | 7.4 | 93.92 | 13.32 | 13.32
34.5 | 7.5 | 7.5 | 94.1 | 13.5 | 13.5
34.2 | 7.2 | 7.2 | 93.56 | 12.96 | 12.96
34.2 | 7.2 | 7.2 | 93.56 | 12.96 | 12.96
34 | 7 | 7 | 93.2 | 12.6 | 12.6
33.5 | 6.5 | 6.5 | 92.3 | 11.7 | 11.7
33 | 6 | 6 | 91.4 | 10.8 | 10.8
32.6 | 5.6 | 5.6 | 90.68 | 10.08 | 10.08
32.2 | 5.2 | 5.2 | 89.96 | 9.36 | 9.36
32 | 5 | 5 | 89.6 | 9 | 9
31.8 | 4.8 | 4.8 | 89.24 | 8.64 | 8.64
31.8 | 4.8 | 4.8 | 89.24 | 8.64 | 8.64
31.8 | 4.8 | 4.8 | 89.24 | 8.64 | 8.64
29 | 2 | 2 | 84.2 | 3.6 | 3.6
27.1 | 0.1 | 0.1 | 80.78 | 0.18 | 0.18
27.5 | 0.5 | 0.5 | 81.5 | 0.9 | 0.9
28 | 1 | 1 | 82.4 | 1.8 | 1.8
29.6 | 2.6 | 2.6 | 85.28 | 4.68 | 4.68
30 | 3 | 3 | 86 | 5.4 | 5.4
30.1 | 3.1 | 3.1 | 86.18 | 5.58 | 5.58
30 | 3 | 3 | 86 | 5.4 | 5.4
29.9 | 2.9 | 2.9 | 85.82 | 5.22 | 5.22
29.9 | 2.9 | 2.9 | 85.82 | 5.22 | 5.22
29.7 | 2.7 | 2.7 | 85.46 | 4.86 | 4.86
29.6 | 2.6 | 2.6 | 85.28 | 4.68 | 4.68
29.5 | 2.5 | 2.5 | 85.1 | 4.5 | 4.5
29.5 | 2.5 | 2.5 | 85.1 | 4.5 | 4.5
29 | 2 | 2 | 84.2 | 3.6 | 3.6
27.5 | 0.5 | 0.5 | 81.5 | 0.9 | 0.9
26.9 | -0.1 | 0 | 80.42 | -0.18 | 0
26.7 | -0.3 | 0 | 80.06 | -0.54 | 0
26.5 | -0.5 | 0 | 79.7 | -0.9 | 0
24.7 | -2.3 | 0 | 76.46 | -4.14 | 0
24.5 | -2.5 | 0 | 76.1 | -4.5 | 0
24.1 | -2.9 | 0 | 75.38 | -5.22 | 0
24 | -3 | 0 | 75.2 | -5.4 | 0
24 | -3 | 0 | 75.2 | -5.4 | 0
26.4 | -0.6 | 0 | 79.52 | -1.08 | 0
27.3 | 0.3 | 0.3 | 81.14 | 0.54 | 0.54
27.9 | 0.9 | 0.9 | 82.22 | 1.62 | 1.62
28.8 | 1.8 | 1.8 | 83.84 | 3.24 | 3.24
29 | 2 | 2 | 84.2 | 3.6 | 3.6
30.4 | 3.4 | 3.4 | 86.72 | 6.12 | 6.12
29.5 | 2.5 | 2.5 | 85.1 | 4.5 | 4.5
29.5 | 2.5 | 2.5 | 85.1 | 4.5 | 4.5
28.6 | 1.6 | 1.6 | 83.48 | 2.88 | 2.88
27.3 | 0.3 | 0.3 | 81.14 | 0.54 | 0.54
27.2 | 0.2 | 0.2 | 80.96 | 0.36 | 0.36
27 | 0 | 0 | 80.6 | 0 | 0
26.7 | -0.3 | 0 | 80.06 | -0.54 | 0
26.5 | -0.5 | 0 | 79.7 | -0.9 | 0
26.2 | -0.8 | 0 | 79.16 | -1.44 | 0
26 | -1 | 0 | 78.8 | -1.8 | 0
26 | -1 | 0 | 78.8 | -1.8 | 0
25.8 | -1.2 | 0 | 78.44 | -2.16 | 0
25.8 | -1.2 | 0 | 78.44 | -2.16 | 0
25.6 | -1.4 | 0 | 78.08 | -2.52 | 0
25.6 | -1.4 | 0 | 78.08 | -2.52 | 0
25.7 | -1.3 | 0 | 78.26 | -2.34 | 0
25.8 | -1.2 | 0 | 78.44 | -2.16 | 0
26.6 | -0.4 | 0 | 79.88 | -0.72 | 0
28.7 | 1.7 | 1.7 | 83.66 | 3.06 | 3.06
30.2 | 3.2 | 3.2 | 86.36 | 5.76 | 5.76
31.5 | 4.5 | 4.5 | 88.7 | 8.1 | 8.1
32.4 | 5.4 | 5.4 | 90.32 | 9.72 | 9.72
33.7 | 6.7 | 6.7 | 92.66 | 12.06 | 12.06
34 | 7 | 7 | 93.2 | 12.6 | 12.6
34.8 | 7.8 | 7.8 | 94.64 | 14.04 | 14.04
34.9 | 7.9 | 7.9 | 94.82 | 14.22 | 14.22
34.2 | 7.2 | 7.2 | 93.56 | 12.96 | 12.96
33.8 | 6.8 | 6.8 | 92.84 | 12.24 | 12.24
32.5 | 5.5 | 5.5 | 90.5 | 9.9 | 9.9
31.8 | 4.8 | 4.8 | 89.24 | 8.64 | 8.64
31.4 | 4.4 | 4.4 | 88.52 | 7.92 | 7.92
30.7 | 3.7 | 3.7 | 87.26 | 6.66 | 6.66
30.4 | 3.4 | 3.4 | 86.72 | 6.12 | 6.12
30 | 3 | 3 | 86 | 5.4 | 5.4
29.4 | 2.4 | 2.4 | 84.92 | 4.32 | 4.32
29 | 2 | 2 | 84.2 | 3.6 | 3.6
28.9 | 1.9 | 1.9 | 84.02 | 3.42 | 3.42
28.5 | 1.5 | 1.5 | 83.3 | 2.7 | 2.7
28.3 | 1.3 | 1.3 | 82.94 | 2.34 | 2.34
28.1 | 1.1 | 1.1 | 82.58 | 1.98 | 1.98
28.3 | 1.3 | 1.3 | 82.94 | 2.34 | 2.34
28.5 | 1.5 | 1.5 | 83.3 | 2.7 | 2.7
28.8 | 1.8 | 1.8 | 83.84 | 3.24 | 3.24
29.8 | 2.8 | 2.8 | 85.64 | 5.04 | 5.04
32.6 | 5.6 | 5.6 | 90.68 | 10.08 | 10.08
33.8 | 6.8 | 6.8 | 92.84 | 12.24 | 12.24
35.6 | 8.6 | 8.6 | 96.08 | 15.48 | 15.48
36.1 | 9.1 | 9.1 | 96.98 | 16.38 | 16.38
36.3 | 9.3 | 9.3 | 97.34 | 16.74 | 16.74
36.6 | 9.6 | 9.6 | 97.88 | 17.28 | 17.28
36.8 | 9.8 | 9.8 | 98.24 | 17.64 | 17.64
36.3 | 9.3 | 9.3 | 97.34 | 16.74 | 16.74
35.8 | 8.8 | 8.8 | 96.44 | 15.84 | 15.84
34.4 | 7.4 | 7.4 | 93.92 | 13.32 | 13.32
33.3 | 6.3 | 6.3 | 91.94 | 11.34 | 11.34
32.1 | 5.1 | 5.1 | 89.78 | 9.18 | 9.18
31.9 | 4.9 | 4.9 | 89.42 | 8.82 | 8.82
31.9 | 4.9 | 4.9 | 89.42 | 8.82 | 8.82
31.9 | 4.9 | 4.9 | 89.42 | 8.82 | 8.82
31.3 | 4.3 | 4.3 | 88.34 | 7.74 | 7.74
30.8 | 3.8 | 3.8 | 87.44 | 6.84 | 6.84
29.8 | 2.8 | 2.8 | 85.64 | 5.04 | 5.04
29.4 | 2.4 | 2.4 | 84.92 | 4.32 | 4.32
29.2 | 2.2 | 2.2 | 84.56 | 3.96 | 3.96
29.3 | 2.3 | 2.3 | 84.74 | 4.14 | 4.14
29.9 | 2.9 | 2.9 | 85.82 | 5.22 | 5.22
32.5 | 5.5 | 5.5 | 90.5 | 9.9 | 9.9
34.3 | 7.3 | 7.3 | 93.74 | 13.14 | 13.14
35.5 | 8.5 | 8.5 | 95.9 | 15.3 | 15.3
36.3 | 9.3 | 9.3 | 97.34 | 16.74 | 16.74
37.5 | 10.5 | 10.5 | 99.5 | 18.9 | 18.9
37.9 | 10.9 | 10.9 | 100.22 | 19.62 | 19.62
38.8 | 11.8 | 11.8 | 101.84 | 21.24 | 21.24
39.3 | 12.3 | 12.3 | 102.74 | 22.14 | 22.14
38.9 | 11.9 | 11.9 | 102.02 | 21.42 | 21.42
38.5 | 11.5 | 11.5 | 101.3 | 20.7 | 20.7
37.3 | 10.3 | 10.3 | 99.14 | 18.54 | 18.54
34.8 | 7.8 | 7.8 | 94.64 | 14.04 | 14.04
33.2 | 6.2 | 6.2 | 91.76 | 11.16 | 11.16
32.3 | 5.3 | 5.3 | 90.14 | 9.54 | 9.54
31.5 | 4.5 | 4.5 | 88.7 | 8.1 | 8.1
31.8 | 4.8 | 4.8 | 89.24 | 8.64 | 8.64
32.7 | 5.7 | 5.7 | 90.86 | 10.26 | 10.26
31.9 | 4.9 | 4.9 | 89.42 | 8.82 | 8.82
31.3 | 4.3 | 4.3 | 88.34 | 7.74 | 7.74
30 | 3 | 3 | 86 | 5.4 | 5.4
29.3 | 2.3 | 2.3 | 84.74 | 4.14 | 4.14
29.3 | 2.3 | 2.3 | 84.74 | 4.14 | 4.14
29.6 | 2.6 | 2.6 | 85.28 | 4.68 | 4.68
30.2 | 3.2 | 3.2 | 86.36 | 5.76 | 5.76
32.5 | 5.5 | 5.5 | 90.5 | 9.9 | 9.9
33.8 | 6.8 | 6.8 | 92.84 | 12.24 | 12.24
33.3 | 6.3 | 6.3 | 91.94 | 11.34 | 11.34
37 | 10 | 10 | 98.6 | 18 | 18
38.1 | 11.1 | 11.1 | 100.58 | 19.98 | 19.98
38.6 | 11.6 | 11.6 | 101.48 | 20.88 | 20.88
39.2 | 12.2 | 12.2 | 102.56 | 21.96 | 21.96
39.3 | 12.3 | 12.3 | 102.74 | 22.14 | 22.14
39.2 | 12.2 | 12.2 | 102.56 | 21.96 | 21.96
39 | 12 | 12 | 102.2 | 21.6 | 21.6
37.8 | 10.8 | 10.8 | 100.04 | 19.44 | 19.44
36.2 | 9.2 | 9.2 | 97.16 | 16.56 | 16.56
35.4 | 8.4 | 8.4 | 95.72 | 15.12 | 15.12
35 | 8 | 8 | 95 | 14.4 | 14.4
33.3 | 6.3 | 6.3 | 91.94 | 11.34 | 11.34
33.6 | 6.6 | 6.6 | 92.48 | 11.88 | 11.88
33.1 | 6.1 | 6.1 | 91.58 | 10.98 | 10.98
31.9 | 4.9 | 4.9 | 89.42 | 8.82 | 8.82
30.8 | 3.8 | 3.8 | 87.44 | 6.84 | 6.84
31 | 4 | 4 | 87.8 | 7.2 | 7.2
30.8 | 3.8 | 3.8 | 87.44 | 6.84 | 6.84
30.2 | 3.2 | 3.2 | 86.36 | 5.76 | 5.76
30.7 | 3.7 | 3.7 | 87.26 | 6.66 | 6.66
32.2 | 5.2 | 5.2 | 89.96 | 9.36 | 9.36
33.7 | 6.7 | 6.7 | 92.66 | 12.06 | 12.06
36.3 | 9.3 | 9.3 | 97.34 | 16.74 | 16.74
37.1 | 10.1 | 10.1 | 98.78 | 18.18 | 18.18
39.1 | 12.1 | 12.1 | 102.38 | 21.78 | 21.78
39.4 | 12.4 | 12.4 | 102.92 | 22.32 | 22.32
39.6 | 12.6 | 12.6 | 103.28 | 22.68 | 22.68
39.7 | 12.7 | 12.7 | 103.46 | 22.86 | 22.86
39.8 | 12.8 | 12.8 | 103.64 | 23.04 | 23.04
40 | 13 | 13 | 104 | 23.4 | 23.4
38.3 | 11.3 | 11.3 | 100.94 | 20.34 | 20.34
36.7 | 9.7 | 9.7 | 98.06 | 17.46 | 17.46
35.9 | 8.9 | 8.9 | 96.62 | 16.02 | 16.02
34.1 | 7.1 | 7.1 | 93.38 | 12.78 | 12.78
32.9 | 5.9 | 5.9 | 91.22 | 10.62 | 10.62
32.1 | 5.1 | 5.1 | 89.78 | 9.18 | 9.18
31.6 | 4.6 | 4.6 | 88.88 | 8.28 | 8.28
30.6 | 3.6 | 3.6 | 87.08 | 6.48 | 6.48
30.1 | 3.1 | 3.1 | 86.18 | 5.58 | 5.58
29.5 | 2.5 | 2.5 | 85.1 | 4.5 | 4.5
28.6 | 1.6 | 1.6 | 83.48 | 2.88 | 2.88
28.6 | 1.6 | 1.6 | 83.48 | 2.88 | 2.88
28.9 | 1.9 | 1.9 | 84.02 | 3.42 | 3.42
29.1 | 2.1 | 2.1 | 84.38 | 3.78 | 3.78
31.8 | 4.8 | 4.8 | 89.24 | 8.64 | 8.64
34.3 | 7.3 | 7.3 | 93.74 | 13.14 | 13.14
35.1 | 8.1 | 8.1 | 95.18 | 14.58 | 14.58
37 | 10 | 10 | 98.6 | 18 | 18
39.3 | 12.3 | 12.3 | 102.74 | 22.14 | 22.14
40.1 | 13.1 | 13.1 | 104.18 | 23.58 | 23.58
40.9 | 13.9 | 13.9 | 105.62 | 25.02 | 25.02
41.3 | 14.3 | 14.3 | 106.34 | 25.74 | 25.74
41.6 | 14.6 | 14.6 | 106.88 | 26.28 | 26.28
41.1 | 14.1 | 14.1 | 105.98 | 25.38 | 25.38
40.7 | 13.7 | 13.7 | 105.26 | 24.66 | 24.66
39.2 | 12.2 | 12.2 | 102.56 | 21.96 | 21.96
36.3 | 9.3 | 9.3 | 97.34 | 16.74 | 16.74
34.1 | 7.1 | 7.1 | 93.38 | 12.78 | 12.78
32.5 | 5.5 | 5.5 | 90.5 | 9.9 | 9.9
31.5 | 4.5 | 4.5 | 88.7 | 8.1 | 8.1
30.8 | 3.8 | 3.8 | 87.44 | 6.84 | 6.84
30.4 | 3.4 | 3.4 | 86.72 | 6.12 | 6.12
30.4 | 3.4 | 3.4 | 86.72 | 6.12 | 6.12
32 | 5 | 5 | 89.6 | 9 | 9
32.3 | 5.3 | 5.3 | 90.14 | 9.54 | 9.54
31.7 | 4.7 | 4.7 | 89.06 | 8.46 | 8.46
30.8 | 3.8 | 3.8 | 87.44 | 6.84 | 6.84
31.8 | 4.8 | 4.8 | 89.24 | 8.64 | 8.64
33 | 6 | 6 | 91.4 | 10.8 | 10.8
33.7 | 6.7 | 6.7 | 92.66 | 12.06 | 12.06
35.7 | 8.7 | 8.7 | 96.26 | 15.66 | 15.66
37.8 | 10.8 | 10.8 | 100.04 | 19.44 | 19.44
39.8 | 12.8 | 12.8 | 103.64 | 23.04 | 23.04
40.8 | 13.8 | 13.8 | 105.44 | 24.84 | 24.84
41.2 | 14.2 | 14.2 | 106.16 | 25.56 | 25.56
41.5 | 14.5 | 14.5 | 106.7 | 26.1 | 26.1
41.5 | 14.5 | 14.5 | 106.7 | 26.1 | 26.1
41.3 | 14.3 | 14.3 | 106.34 | 25.74 | 25.74
40.9 | 13.9 | 13.9 | 105.62 | 25.02 | 25.02
38.7 | 11.7 | 11.7 | 101.66 | 21.06 | 21.06
35.2 | 8.2 | 8.2 | 95.36 | 14.76 | 14.76
33.4 | 6.4 | 6.4 | 92.12 | 11.52 | 11.52
32.2 | 5.2 | 5.2 | 89.96 | 9.36 | 9.36
32.1 | 5.1 | 5.1 | 89.78 | 9.18 | 9.18
32 | 5 | 5 | 89.6 | 9 | 9
31.7 | 4.7 | 4.7 | 89.06 | 8.46 | 8.46
31.1 | 4.1 | 4.1 | 87.98 | 7.38 | 7.38
31 | 4 | 4 | 87.8 | 7.2 | 7.2
33.3 | 6.3 | 6.3 | 91.94 | 11.34 | 11.34
33.2 | 6.2 | 6.2 | 91.76 | 11.16 | 11.16
31.9 | 4.9 | 4.9 | 89.42 | 8.82 | 8.82
31.7 | 4.7 | 4.7 | 89.06 | 8.46 | 8.46
32.9 | 5.9 | 5.9 | 91.22 | 10.62 | 10.62
37.2 | 10.2 | 10.2 | 98.96 | 18.36 | 18.36
37.9 | 10.9 | 10.9 | 100.22 | 19.62 | 19.62
39.4 | 12.4 | 12.4 | 102.92 | 22.32 | 22.32
40.7 | 13.7 | 13.7 | 105.26 | 24.66 | 24.66
42.2 | 15.2 | 15.2 | 107.96 | 27.36 | 27.36
42.5 | 15.5 | 15.5 | 108.5 | 27.9 | 27.9
42.6 | 15.6 | 15.6 | 108.68 | 28.08 | 28.08
42.4 | 15.4 | 15.4 | 108.32 | 27.72 | 27.72
41.8 | 14.8 | 14.8 | 107.24 | 26.64 | 26.64
41.6 | 14.6 | 14.6 | 106.88 | 26.28 | 26.28
40.2 | 13.2 | 13.2 | 104.36 | 23.76 | 23.76
37.9 | 10.9 | 10.9 | 100.22 | 19.62 | 19.62
35.8 | 8.8 | 8.8 | 96.44 | 15.84 | 15.84
34.5 | 7.5 | 7.5 | 94.1 | 13.5 | 13.5
35.5 | 8.5 | 8.5 | 95.9 | 15.3 | 15.3
35.7 | 8.7 | 8.7 | 96.26 | 15.66 | 15.66
34.7 | 7.7 | 7.7 | 94.46 | 13.86 | 13.86
34.7 | 7.7 | 7.7 | 94.46 | 13.86 | 13.86
34.5 | 7.5 | 7.5 | 94.1 | 13.5 | 13.5
33.7 | 6.7 | 6.7 | 92.66 | 12.06 | 12.06
33.4 | 6.4 | 6.4 | 92.12 | 11.52 | 11.52
32.8 | 5.8 | 5.8 | 91.04 | 10.44 | 10.44
33.2 | 6.2 | 6.2 | 91.76 | 11.16 | 11.16
33.9 | 6.9 | 6.9 | 93.02 | 12.42 | 12.42
33.8 | 6.8 | 6.8 | 92.84 | 12.24 | 12.24
35.2 | 8.2 | 8.2 | 95.36 | 14.76 | 14.76
36.4 | 9.4 | 9.4 | 97.52 | 16.92 | 16.92
38.9 | 11.9 | 11.9 | 102.02 | 21.42 | 21.42
39.2 | 12.2 | 12.2 | 102.56 | 21.96 | 21.96
40 | 13 | 13 | 104 | 23.4 | 23.4
40.2 | 13.2 | 13.2 | 104.36 | 23.76 | 23.76
40.4 | 13.4 | 13.4 | 104.72 | 24.12 | 24.12
40.3 | 13.3 | 13.3 | 104.54 | 23.94 | 23.94
38.9 | 11.9 | 11.9 | 102.02 | 21.42 | 21.42
37.5 | 10.5 | 10.5 | 99.5 | 18.9 | 18.9
37.9 | 10.9 | 10.9 | 100.22 | 19.62 | 19.62
35.5 | 8.5 | 8.5 | 95.9 | 15.3 | 15.3
35 | 8 | 8 | 95 | 14.4 | 14.4
34.2 | 7.2 | 7.2 | 93.56 | 12.96 | 12.96
33.7 | 6.7 | 6.7 | 92.66 | 12.06 | 12.06
33.2 | 6.2 | 6.2 | 91.76 | 11.16 | 11.16
33.4 | 6.4 | 6.4 | 92.12 | 11.52 | 11.52
33.4 | 6.4 | 6.4 | 92.12 | 11.52 | 11.52
31.8 | 4.8 | 4.8 | 89.24 | 8.64 | 8.64
31.3 | 4.3 | 4.3 | 88.34 | 7.74 | 7.74
30.9 | 3.9 | 3.9 | 87.62 | 7.02 | 7.02
31 | 4 | 4 | 87.8 | 7.2 | 7.2
31.7 | 4.7 | 4.7 | 89.06 | 8.46 | 8.46
33.2 | 6.2 | 6.2 | 91.76 | 11.16 | 11.16
33.5 | 6.5 | 6.5 | 92.3 | 11.7 | 11.7
32.2 | 5.2 | 5.2 | 89.96 | 9.36 | 9.36
33.6 | 6.6 | 6.6 | 92.48 | 11.88 | 11.88
34 | 7 | 7 | 93.2 | 12.6 | 12.6
35.5 | 8.5 | 8.5 | 95.9 | 15.3 | 15.3
35.7 | 8.7 | 8.7 | 96.26 | 15.66 | 15.66
36.1 | 9.1 | 9.1 | 96.98 | 16.38 | 16.38
36 | 9 | 9 | 96.8 | 16.2 | 16.2
35.9 | 8.9 | 8.9 | 96.62 | 16.02 | 16.02
34.9 | 7.9 | 7.9 | 94.82 | 14.22 | 14.22
33.5 | 6.5 | 6.5 | 92.3 | 11.7 | 11.7
32.4 | 5.4 | 5.4 | 90.32 | 9.72 | 9.72
31.2 | 4.2 | 4.2 | 88.16 | 7.56 | 7.56
30 | 3 | 3 | 86 | 5.4 | 5.4
29.5 | 2.5 | 2.5 | 85.1 | 4.5 | 4.5
32.2 | 5.2 | 5.2 | 89.96 | 9.36 | 9.36
29.2 | 2.2 | 2.2 | 84.56 | 3.96 | 3.96
28.1 | 1.1 | 1.1 | 82.58 | 1.98 | 1.98
28 | 1 | 1 | 82.4 | 1.8 | 1.8
28.3 | 1.3 | 1.3 | 82.94 | 2.34 | 2.34
28.6 | 1.6 | 1.6 | 83.48 | 2.88 | 2.88
29 | 2 | 2 | 84.2 | 3.6 | 3.6
30 | 3 | 3 | 86 | 5.4 | 5.4
31.6 | 4.6 | 4.6 | 88.88 | 8.28 | 8.28
34.2 | 7.2 | 7.2 | 93.56 | 12.96 | 12.96
34.3 | 7.3 | 7.3 | 93.74 | 13.14 | 13.14
36.6 | 9.6 | 9.6 | 97.88 | 17.28 | 17.28
37.1 | 10.1 | 10.1 | 98.78 | 18.18 | 18.18
37.6 | 10.6 | 10.6 | 99.68 | 19.08 | 19.08
38.1 | 11.1 | 11.1 | 100.58 | 19.98 | 19.98
38.1 | 11.1 | 11.1 | 100.58 | 19.98 | 19.98
38 | 11 | 11 | 100.4 | 19.8 | 19.8
37.4 | 10.4 | 10.4 | 99.32 | 18.72 | 18.72
36.6 | 9.6 | 9.6 | 97.88 | 17.28 | 17.28
34.8 | 7.8 | 7.8 | 94.64 | 14.04 | 14.04
33.2 | 6.2 | 6.2 | 91.76 | 11.16 | 11.16
33 | 6 | 6 | 91.4 | 10.8 | 10.8
33 | 6 | 6 | 91.4 | 10.8 | 10.8
32.4 | 5.4 | 5.4 | 90.32 | 9.72 | 9.72
31.5 | 4.5 | 4.5 | 88.7 | 8.1 | 8.1
30.1 | 3.1 | 3.1 | 86.18 | 5.58 | 5.58
28.7 | 1.7 | 1.7 | 83.66 | 3.06 | 3.06
28.1 | 1.1 | 1.1 | 82.58 | 1.98 | 1.98
28.2 | 1.2 | 1.2 | 82.76 | 2.16 | 2.16
28.3 | 1.3 | 1.3 | 82.94 | 2.34 | 2.34
29.1 | 2.1 | 2.1 | 84.38 | 3.78 | 3.78
30.3 | 3.3 | 3.3 | 86.54 | 5.94 | 5.94
31.7 | 4.7 | 4.7 | 89.06 | 8.46 | 8.46
33.3 | 6.3 | 6.3 | 91.94 | 11.34 | 11.34
35 | 8 | 8 | 95 | 14.4 | 14.4
36.7 | 9.7 | 9.7 | 98.06 | 17.46 | 17.46
38.5 | 11.5 | 11.5 | 101.3 | 20.7 | 20.7
39.5 | 12.5 | 12.5 | 103.1 | 22.5 | 22.5
39.4 | 12.4 | 12.4 | 102.92 | 22.32 | 22.32
37.1 | 10.1 | 10.1 | 98.78 | 18.18 | 18.18
34.2 | 7.2 | 7.2 | 93.56 | 12.96 | 12.96
31.1 | 4.1 | 4.1 | 87.98 | 7.38 | 7.38
29.6 | 2.6 | 2.6 | 85.28 | 4.68 | 4.68
28.5 | 1.5 | 1.5 | 83.3 | 2.7 | 2.7
27.9 | 0.9 | 0.9 | 82.22 | 1.62 | 1.62
27.5 | 0.5 | 0.5 | 81.5 | 0.9 | 0.9
27.4 | 0.4 | 0.4 | 81.32 | 0.72 | 0.72
27.3 | 0.3 | 0.3 | 81.14 | 0.54 | 0.54
27.2 | 0.2 | 0.2 | 80.96 | 0.36 | 0.36
27.3 | 0.3 | 0.3 | 81.14 | 0.54 | 0.54
27.4 | 0.4 | 0.4 | 81.32 | 0.72 | 0.72
27.4 | 0.4 | 0.4 | 81.32 | 0.72 | 0.72
27.5 | 0.5 | 0.5 | 81.5 | 0.9 | 0.9
27.6 | 0.6 | 0.6 | 81.68 | 1.08 | 1.08
28.3 | 1.3 | 1.3 | 82.94 | 2.34 | 2.34
29.2 | 2.2 | 2.2 | 84.56 | 3.96 | 3.96
30.3 | 3.3 | 3.3 | 86.54 | 5.94 | 5.94
31.6 | 4.6 | 4.6 | 88.88 | 8.28 | 8.28
33.3 | 6.3 | 6.3 | 91.94 | 11.34 | 11.34
35.1 | 8.1 | 8.1 | 95.18 | 14.58 | 14.58
37.1 | 10.1 | 10.1 | 98.78 | 18.18 | 18.18
38.1 | 11.1 | 11.1 | 100.58 | 19.98 | 19.98
37.7 | 10.7 | 10.7 | 99.86 | 19.26 | 19.26
34.4 | 7.4 | 7.4 | 93.92 | 13.32 | 13.32
30.5 | 3.5 | 3.5 | 86.9 | 6.3 | 6.3
26.7 | -0.3 | 0 | 80.06 | -0.54 | 0
25.7 | -1.3 | 0 | 78.26 | -2.34 | 0
25.7 | -1.3 | 0 | 78.26 | -2.34 | 0
26.6 | -0.4 | 0 | 79.88 | -0.72 | 0
26.9 | -0.1 | 0 | 80.42 | -0.18 | 0
26.7 | -0.3 | 0 | 80.06 | -0.54 | 0
26.5 | -0.5 | 0 | 79.7 | -0.9 | 0
26.2 | -0.8 | 0 | 79.16 | -1.44 | 0
26.1 | -0.9 | 0 | 78.98 | -1.62 | 0
26 | -1 | 0 | 78.8 | -1.8 | 0
25.6 | -1.4 | 0 | 78.08 | -2.52 | 0
24.8 | -2.2 | 0 | 76.64 | -3.96 | 0
24.8 | -2.2 | 0 | 76.64 | -3.96 | 0
25 | -2 | 0 | 77 | -3.6 | 0
25 | -2 | 0 | 77 | -3.6 | 0
26.7 | -0.3 | 0 | 80.06 | -0.54 | 0
27.6 | 0.6 | 0.6 | 81.68 | 1.08 | 1.08
28.8 | 1.8 | 1.8 | 83.84 | 3.24 | 3.24
30 | 3 | 3 | 86 | 5.4 | 5.4
30.8 | 3.8 | 3.8 | 87.44 | 6.84 | 6.84
32 | 5 | 5 | 89.6 | 9 | 9
33.2 | 6.2 | 6.2 | 91.76 | 11.16 | 11.16
33.1 | 6.1 | 6.1 | 91.58 | 10.98 | 10.98
33.1 | 6.1 | 6.1 | 91.58 | 10.98 | 10.98
33 | 6 | 6 | 91.4 | 10.8 | 10.8
32.3 | 5.3 | 5.3 | 90.14 | 9.54 | 9.54
31.4 | 4.4 | 4.4 | 88.52 | 7.92 | 7.92
30.9 | 3.9 | 3.9 | 87.62 | 7.02 | 7.02
30.2 | 3.2 | 3.2 | 86.36 | 5.76 | 5.76
29.8 | 2.8 | 2.8 | 85.64 | 5.04 | 5.04
28.8 | 1.8 | 1.8 | 83.84 | 3.24 | 3.24
28.5 | 1.5 | 1.5 | 83.3 | 2.7 | 2.7
28.3 | 1.3 | 1.3 | 82.94 | 2.34 | 2.34
28.3 | 1.3 | 1.3 | 82.94 | 2.34 | 2.34
27.8 | 0.8 | 0.8 | 82.04 | 1.44 | 1.44
27.5 | 0.5 | 0.5 | 81.5 | 0.9 | 0.9
27 | 0 | 0 | 80.6 | 0 | 0
27 | 0 | 0 | 80.6 | 0 | 0
28.5 | 1.5 | 1.5 | 83.3 | 2.7 | 2.7
30 | 3 | 3 | 86 | 5.4 | 5.4
31.7 | 4.7 | 4.7 | 89.06 | 8.46 | 8.46
32.8 | 5.8 | 5.8 | 91.04 | 10.44 | 10.44
34.3 | 7.3 | 7.3 | 93.74 | 13.14 | 13.14
35.3 | 8.3 | 8.3 | 95.54 | 14.94 | 14.94
36 | 9 | 9 | 96.8 | 16.2 | 16.2
36.1 | 9.1 | 9.1 | 96.98 | 16.38 | 16.38
37.2 | 10.2 | 10.2 | 98.96 | 18.36 | 18.36
36.6 | 9.6 | 9.6 | 97.88 | 17.28 | 17.28
36.2 | 9.2 | 9.2 | 97.16 | 16.56 | 16.56
35.1 | 8.1 | 8.1 | 95.18 | 14.58 | 14.58
33.5 | 6.5 | 6.5 | 92.3 | 11.7 | 11.7
32.1 | 5.1 | 5.1 | 89.78 | 9.18 | 9.18
31.9 | 4.9 | 4.9 | 89.42 | 8.82 | 8.82
31 | 4 | 4 | 87.8 | 7.2 | 7.2
30.4 | 3.4 | 3.4 | 86.72 | 6.12 | 6.12
29.8 | 2.8 | 2.8 | 85.64 | 5.04 | 5.04
29.5 | 2.5 | 2.5 | 85.1 | 4.5 | 4.5
29.1 | 2.1 | 2.1 | 84.38 | 3.78 | 3.78
28.9 | 1.9 | 1.9 | 84.02 | 3.42 | 3.42
28.3 | 1.3 | 1.3 | 82.94 | 2.34 | 2.34
27 | 0 | 0 | 80.6 | 0 | 0
26.7 | -0.3 | 0 | 80.06 | -0.54 | 0
27.5 | 0.5 | 0.5 | 81.5 | 0.9 | 0.9
29.3 | 2.3 | 2.3 | 84.74 | 4.14 | 4.14
32.1 | 5.1 | 5.1 | 89.78 | 9.18 | 9.18
34.1 | 7.1 | 7.1 | 93.38 | 12.78 | 12.78
35.1 | 8.1 | 8.1 | 95.18 | 14.58 | 14.58
36 | 9 | 9 | 96.8 | 16.2 | 16.2
36.2 | 9.2 | 9.2 | 97.16 | 16.56 | 16.56
37.1 | 10.1 | 10.1 | 98.78 | 18.18 | 18.18
36.6 | 9.6 | 9.6 | 97.88 | 17.28 | 17.28
36.3 | 9.3 | 9.3 | 97.34 | 16.74 | 16.74
35.8 | 8.8 | 8.8 | 96.44 | 15.84 | 15.84
34.8 | 7.8 | 7.8 | 94.64 | 14.04 | 14.04
32.1 | 5.1 | 5.1 | 89.78 | 9.18 | 9.18
28 | 1 | 1 | 82.4 | 1.8 | 1.8
23.7 | -3.3 | 0 | 74.66 | -5.94 | 0
24.8 | -2.2 | 0 | 76.64 | -3.96 | 0
24.9 | -2.1 | 0 | 76.82 | -3.78 | 0
25 | -2 | 0 | 77 | -3.6 | 0
25.1 | -1.9 | 0 | 77.18 | -3.42 | 0
25 | -2 | 0 | 77 | -3.6 | 0
25 | -2 | 0 | 77 | -3.6 | 0
24.7 | -2.3 | 0 | 76.46 | -4.14 | 0
24.7 | -2.3 | 0 | 76.46 | -4.14 | 0
24.8 | -2.2 | 0 | 76.64 | -3.96 | 0
26.3 | -0.7 | 0 | 79.34 | -1.26 | 0
28.5 | 1.5 | 1.5 | 83.3 | 2.7 | 2.7
30.5 | 3.5 | 3.5 | 86.9 | 6.3 | 6.3
32.1 | 5.1 | 5.1 | 89.78 | 9.18 | 9.18
34.6 | 7.6 | 7.6 | 94.28 | 13.68 | 13.68
34.7 | 7.7 | 7.7 | 94.46 | 13.86 | 13.86
35.5 | 8.5 | 8.5 | 95.9 | 15.3 | 15.3
35.5 | 8.5 | 8.5 | 95.9 | 15.3 | 15.3
35.1 | 8.1 | 8.1 | 95.18 | 14.58 | 14.58
30.2 | 3.2 | 3.2 | 86.36 | 5.76 | 5.76
25.6 | -1.4 | 0 | 78.08 | -2.52 | 0
26 | -1 | 0 | 78.8 | -1.8 | 0
26 | -1 | 0 | 78.8 | -1.8 | 0
26.8 | -0.2 | 0 | 80.24 | -0.36 | 0
26.9 | -0.1 | 0 | 80.42 | -0.18 | 0
26.9 | -0.1 | 0 | 80.42 | -0.18 | 0
27.1 | 0.1 | 0.1 | 80.78 | 0.18 | 0.18
27.2 | 0.2 | 0.2 | 80.96 | 0.36 | 0.36
25.3 | -1.7 | 0 | 77.54 | -3.06 | 0
24.5 | -2.5 | 0 | 76.1 | -4.5 | 0
26.4 | -0.6 | 0 | 79.52 | -1.08 | 0
24.4 | -2.6 | 0 | 75.92 | -4.68 | 0
24.2 | -2.8 | 0 | 75.56 | -5.04 | 0
24.3 | -2.7 | 0 | 75.74 | -4.86 | 0
25.5 | -1.5 | 0 | 77.9 | -2.7 | 0
29.6 | 2.6 | 2.6 | 85.28 | 4.68 | 4.68
32.4 | 5.4 | 5.4 | 90.32 | 9.72 | 9.72
33.5 | 6.5 | 6.5 | 92.3 | 11.7 | 11.7
35.1 | 8.1 | 8.1 | 95.18 | 14.58 | 14.58
37.3 | 10.3 | 10.3 | 99.14 | 18.54 | 18.54
37.1 | 10.1 | 10.1 | 98.78 | 18.18 | 18.18
37.3 | 10.3 | 10.3 | 99.14 | 18.54 | 18.54
37.6 | 10.6 | 10.6 | 99.68 | 19.08 | 19.08
37.6 | 10.6 | 10.6 | 99.68 | 19.08 | 19.08
37.5 | 10.5 | 10.5 | 99.5 | 18.9 | 18.9
39.7 | 12.7 | 12.7 | 103.46 | 22.86 | 22.86
34.7 | 7.7 | 7.7 | 94.46 | 13.86 | 13.86
33.7 | 6.7 | 6.7 | 92.66 | 12.06 | 12.06
33 | 6 | 6 | 91.4 | 10.8 | 10.8
33 | 6 | 6 | 91.4 | 10.8 | 10.8
31.1 | 4.1 | 4.1 | 87.98 | 7.38 | 7.38
30.7 | 3.7 | 3.7 | 87.26 | 6.66 | 6.66
30.2 | 3.2 | 3.2 | 86.36 | 5.76 | 5.76
29.8 | 2.8 | 2.8 | 85.64 | 5.04 | 5.04
29.4 | 2.4 | 2.4 | 84.92 | 4.32 | 4.32
29.1 | 2.1 | 2.1 | 84.38 | 3.78 | 3.78
28.5 | 1.5 | 1.5 | 83.3 | 2.7 | 2.7
28.8 | 1.8 | 1.8 | 83.84 | 3.24 | 3.24
30.7 | 3.7 | 3.7 | 87.26 | 6.66 | 6.66
31 | 4 | 4 | 87.8 | 7.2 | 7.2
32.6 | 5.6 | 5.6 | 90.68 | 10.08 | 10.08
35.6 | 8.6 | 8.6 | 96.08 | 15.48 | 15.48
36.3 | 9.3 | 9.3 | 97.34 | 16.74 | 16.74
37.3 | 10.3 | 10.3 | 99.14 | 18.54 | 18.54
37.7 | 10.7 | 10.7 | 99.86 | 19.26 | 19.26
37.7 | 10.7 | 10.7 | 99.86 | 19.26 | 19.26
37.3 | 10.3 | 10.3 | 99.14 | 18.54 | 18.54
37.4 | 10.4 | 10.4 | 99.32 | 18.72 | 18.72
37.4 | 10.4 | 10.4 | 99.32 | 18.72 | 18.72
36.2 | 9.2 | 9.2 | 97.16 | 16.56 | 16.56
34.9 | 7.9 | 7.9 | 94.82 | 14.22 | 14.22
33.7 | 6.7 | 6.7 | 92.66 | 12.06 | 12.06
32.9 | 5.9 | 5.9 | 91.22 | 10.62 | 10.62
31.9 | 4.9 | 4.9 | 89.42 | 8.82 | 8.82
31 | 4 | 4 | 87.8 | 7.2 | 7.2
30.6 | 3.6 | 3.6 | 87.08 | 6.48 | 6.48
30.4 | 3.4 | 3.4 | 86.72 | 6.12 | 6.12
30.4 | 3.4 | 3.4 | 86.72 | 6.12 | 6.12
30.5 | 3.5 | 3.5 | 86.9 | 6.3 | 6.3
30.4 | 3.4 | 3.4 | 86.72 | 6.12 | 6.12
30.4 | 3.4 | 3.4 | 86.72 | 6.12 | 6.12
30.7 | 3.7 | 3.7 | 87.26 | 6.66 | 6.66
31.9 | 4.9 | 4.9 | 89.42 | 8.82 | 8.82
34.1 | 7.1 | 7.1 | 93.38 | 12.78 | 12.78
35.4 | 8.4 | 8.4 | 95.72 | 15.12 | 15.12
36.8 | 9.8 | 9.8 | 98.24 | 17.64 | 17.64
38 | 11 | 11 | 100.4 | 19.8 | 19.8
38.6 | 11.6 | 11.6 | 101.48 | 20.88 | 20.88
38.9 | 11.9 | 11.9 | 102.02 | 21.42 | 21.42
38.6 | 11.6 | 11.6 | 101.48 | 20.88 | 20.88
38.7 | 11.7 | 11.7 | 101.66 | 21.06 | 21.06
38.7 | 11.7 | 11.7 | 101.66 | 21.06 | 21.06
38.5 | 11.5 | 11.5 | 101.3 | 20.7 | 20.7
37.5 | 10.5 | 10.5 | 99.5 | 18.9 | 18.9
36.3 | 9.3 | 9.3 | 97.34 | 16.74 | 16.74
35.6 | 8.6 | 8.6 | 96.08 | 15.48 | 15.48
35.1 | 8.1 | 8.1 | 95.18 | 14.58 | 14.58
34.6 | 7.6 | 7.6 | 94.28 | 13.68 | 13.68
34.1 | 7.1 | 7.1 | 93.38 | 12.78 | 12.78
33.5 | 6.5 | 6.5 | 92.3 | 11.7 | 11.7
33.1 | 6.1 | 6.1 | 91.58 | 10.98 | 10.98
33.1 | 6.1 | 6.1 | 91.58 | 10.98 | 10.98
32.6 | 5.6 | 5.6 | 90.68 | 10.08 | 10.08
32.6 | 5.6 | 5.6 | 90.68 | 10.08 | 10.08
32.1 | 5.1 | 5.1 | 89.78 | 9.18 | 9.18
32.3 | 5.3 | 5.3 | 90.14 | 9.54 | 9.54
33.9 | 6.9 | 6.9 | 93.02 | 12.42 | 12.42
35.5 | 8.5 | 8.5 | 95.9 | 15.3 | 15.3
36.4 | 9.4 | 9.4 | 97.52 | 16.92 | 16.92
36.7 | 9.7 | 9.7 | 98.06 | 17.46 | 17.46
32.7 | 5.7 | 5.7 | 90.86 | 10.26 | 10.26
34 | 7 | 7 | 93.2 | 12.6 | 12.6
30 | 3 | 3 | 86 | 5.4 | 5.4
29.5 | 2.5 | 2.5 | 85.1 | 4.5 | 4.5
30.2 | 3.2 | 3.2 | 86.36 | 5.76 | 5.76
30.9 | 3.9 | 3.9 | 87.62 | 7.02 | 7.02
31 | 4 | 4 | 87.8 | 7.2 | 7.2
30.7 | 3.7 | 3.7 | 87.26 | 6.66 | 6.66
30.5 | 3.5 | 3.5 | 86.9 | 6.3 | 6.3
30.5 | 3.5 | 3.5 | 86.9 | 6.3 | 6.3
30 | 3 | 3 | 86 | 5.4 | 5.4
29.5 | 2.5 | 2.5 | 85.1 | 4.5 | 4.5
29.3 | 2.3 | 2.3 | 84.74 | 4.14 | 4.14
29.3 | 2.3 | 2.3 | 84.74 | 4.14 | 4.14
29.3 | 2.3 | 2.3 | 84.74 | 4.14 | 4.14
29.3 | 2.3 | 2.3 | 84.74 | 4.14 | 4.14
29.3 | 2.3 | 2.3 | 84.74 | 4.14 | 4.14
29.5 | 2.5 | 2.5 | 85.1 | 4.5 | 4.5
29.5 | 2.5 | 2.5 | 85.1 | 4.5 | 4.5
29.9 | 2.9 | 2.9 | 85.82 | 5.22 | 5.22
30.2 | 3.2 | 3.2 | 86.36 | 5.76 | 5.76
30.7 | 3.7 | 3.7 | 87.26 | 6.66 | 6.66
30.9 | 3.9 | 3.9 | 87.62 | 7.02 | 7.02
31.2 | 4.2 | 4.2 | 88.16 | 7.56 | 7.56
31.1 | 4.1 | 4.1 | 87.98 | 7.38 | 7.38
31.8 | 4.8 | 4.8 | 89.24 | 8.64 | 8.64
31.7 | 4.7 | 4.7 | 89.06 | 8.46 | 8.46
31.5 | 4.5 | 4.5 | 88.7 | 8.1 | 8.1
31 | 4 | 4 | 87.8 | 7.2 | 7.2
31.3 | 4.3 | 4.3 | 88.34 | 7.74 | 7.74
31.6 | 4.6 | 4.6 | 88.88 | 8.28 | 8.28
31.5 | 4.5 | 4.5 | 88.7 | 8.1 | 8.1
31.2 | 4.2 | 4.2 | 88.16 | 7.56 | 7.56
30.8 | 3.8 | 3.8 | 87.44 | 6.84 | 6.84
30.5 | 3.5 | 3.5 | 86.9 | 6.3 | 6.3
30.2 | 3.2 | 3.2 | 86.36 | 5.76 | 5.76
30 | 3 | 3 | 86 | 5.4 | 5.4
30 | 3 | 3 | 86 | 5.4 | 5.4
29.6 | 2.6 | 2.6 | 85.28 | 4.68 | 4.68
29.6 | 2.6 | 2.6 | 85.28 | 4.68 | 4.68
29.6 | 2.6 | 2.6 | 85.28 | 4.68 | 4.68
29.5 | 2.5 | 2.5 | 85.1 | 4.5 | 4.5
29.5 | 2.5 | 2.5 | 85.1 | 4.5 | 4.5
29.6 | 2.6 | 2.6 | 85.28 | 4.68 | 4.68
30.2 | 3.2 | 3.2 | 86.36 | 5.76 | 5.76
31.2 | 4.2 | 4.2 | 88.16 | 7.56 | 7.56
32.7 | 5.7 | 5.7 | 90.86 | 10.26 | 10.26
34 | 7 | 7 | 93.2 | 12.6 | 12.6
34.6 | 7.6 | 7.6 | 94.28 | 13.68 | 13.68
35 | 8 | 8 | 95 | 14.4 | 14.4
35 | 8 | 8 | 95 | 14.4 | 14.4
35.4 | 8.4 | 8.4 | 95.72 | 15.12 | 15.12
35.2 | 8.2 | 8.2 | 95.36 | 14.76 | 14.76
35.4 | 8.4 | 8.4 | 95.72 | 15.12 | 15.12
34.9 | 7.9 | 7.9 | 94.82 | 14.22 | 14.22
34.3 | 7.3 | 7.3 | 93.74 | 13.14 | 13.14
33.6 | 6.6 | 6.6 | 92.48 | 11.88 | 11.88
33 | 6 | 6 | 91.4 | 10.8 | 10.8
32.7 | 5.7 | 5.7 | 90.86 | 10.26 | 10.26
32.3 | 5.3 | 5.3 | 90.14 | 9.54 | 9.54
31.7 | 4.7 | 4.7 | 89.06 | 8.46 | 8.46
31.1 | 4.1 | 4.1 | 87.98 | 7.38 | 7.38
30.5 | 3.5 | 3.5 | 86.9 | 6.3 | 6.3
30.1 | 3.1 | 3.1 | 86.18 | 5.58 | 5.58
29.6 | 2.6 | 2.6 | 85.28 | 4.68 | 4.68
28.8 | 1.8 | 1.8 | 83.84 | 3.24 | 3.24
28.6 | 1.6 | 1.6 | 83.48 | 2.88 | 2.88
28.6 | 1.6 | 1.6 | 83.48 | 2.88 | 2.88
26.2 | -0.8 | 0 | 79.16 | -1.44 | 0
24.9 | -2.1 | 0 | 76.82 | -3.78 | 0
24.9 | -2.1 | 0 | 76.82 | -3.78 | 0
25 | -2 | 0 | 77 | -3.6 | 0
26.5 | -0.5 | 0 | 79.7 | -0.9 | 0
27.1 | 0.1 | 0.1 | 80.78 | 0.18 | 0.18
29.7 | 2.7 | 2.7 | 85.46 | 4.86 | 4.86
30.6 | 3.6 | 3.6 | 87.08 | 6.48 | 6.48
31 | 4 | 4 | 87.8 | 7.2 | 7.2
31.9 | 4.9 | 4.9 | 89.42 | 8.82 | 8.82
32 | 5 | 5 | 89.6 | 9 | 9
31.3 | 4.3 | 4.3 | 88.34 | 7.74 | 7.74
31 | 4 | 4 | 87.8 | 7.2 | 7.2
30.8 | 3.8 | 3.8 | 87.44 | 6.84 | 6.84
30.5 | 3.5 | 3.5 | 86.9 | 6.3 | 6.3
30.4 | 3.4 | 3.4 | 86.72 | 6.12 | 6.12
30.1 | 3.1 | 3.1 | 86.18 | 5.58 | 5.58
29.9 | 2.9 | 2.9 | 85.82 | 5.22 | 5.22
29.5 | 2.5 | 2.5 | 85.1 | 4.5 | 4.5
29.5 | 2.5 | 2.5 | 85.1 | 4.5 | 4.5
29.3 | 2.3 | 2.3 | 84.74 | 4.14 | 4.14
29.2 | 2.2 | 2.2 | 84.56 | 3.96 | 3.96
29.1 | 2.1 | 2.1 | 84.38 | 3.78 | 3.78
29.3 | 2.3 | 2.3 | 84.74 | 4.14 | 4.14
30.1 | 3.1 | 3.1 | 86.18 | 5.58 | 5.58
31.2 | 4.2 | 4.2 | 88.16 | 7.56 | 7.56
31.7 | 4.7 | 4.7 | 89.06 | 8.46 | 8.46
32.4 | 5.4 | 5.4 | 90.32 | 9.72 | 9.72
34.4 | 7.4 | 7.4 | 93.92 | 13.32 | 13.32
33.6 | 6.6 | 6.6 | 92.48 | 11.88 | 11.88
33.1 | 6.1 | 6.1 | 91.58 | 10.98 | 10.98
32.8 | 5.8 | 5.8 | 91.04 | 10.44 | 10.44
33.2 | 6.2 | 6.2 | 91.76 | 11.16 | 11.16
33.3 | 6.3 | 6.3 | 91.94 | 11.34 | 11.34
33.1 | 6.1 | 6.1 | 91.58 | 10.98 | 10.98
32.1 | 5.1 | 5.1 | 89.78 | 9.18 | 9.18
31.3 | 4.3 | 4.3 | 88.34 | 7.74 | 7.74
30.4 | 3.4 | 3.4 | 86.72 | 6.12 | 6.12
29.9 | 2.9 | 2.9 | 85.82 | 5.22 | 5.22
29.7 | 2.7 | 2.7 | 85.46 | 4.86 | 4.86
29.6 | 2.6 | 2.6 | 85.28 | 4.68 | 4.68
29.3 | 2.3 | 2.3 | 84.74 | 4.14 | 4.14
29.2 | 2.2 | 2.2 | 84.56 | 3.96 | 3.96
29.1 | 2.1 | 2.1 | 84.38 | 3.78 | 3.78
29 | 2 | 2 | 84.2 | 3.6 | 3.6
28.6 | 1.6 | 1.6 | 83.48 | 2.88 | 2.88
28.5 | 1.5 | 1.5 | 83.3 | 2.7 | 2.7
28.6 | 1.6 | 1.6 | 83.48 | 2.88 | 2.88
28.7 | 1.7 | 1.7 | 83.66 | 3.06 | 3.06
29.9 | 2.9 | 2.9 | 85.82 | 5.22 | 5.22
30.8 | 3.8 | 3.8 | 87.44 | 6.84 | 6.84
31.9 | 4.9 | 4.9 | 89.42 | 8.82 | 8.82
33.3 | 6.3 | 6.3 | 91.94 | 11.34 | 11.34
33.7 | 6.7 | 6.7 | 92.66 | 12.06 | 12.06
33.9 | 6.9 | 6.9 | 93.02 | 12.42 | 12.42
34 | 7 | 7 | 93.2 | 12.6 | 12.6
34.4 | 7.4 | 7.4 | 93.92 | 13.32 | 13.32
34.4 | 7.4 | 7.4 | 93.92 | 13.32 | 13.32
32.5 | 5.5 | 5.5 | 90.5 | 9.9 | 9.9
31 | 4 | 4 | 87.8 | 7.2 | 7.2
30.6 | 3.6 | 3.6 | 87.08 | 6.48 | 6.48
30.4 | 3.4 | 3.4 | 86.72 | 6.12 | 6.12
30.3 | 3.3 | 3.3 | 86.54 | 5.94 | 5.94
30 | 3 | 3 | 86 | 5.4 | 5.4
29.7 | 2.7 | 2.7 | 85.46 | 4.86 | 4.86
29.3 | 2.3 | 2.3 | 84.74 | 4.14 | 4.14
29.1 | 2.1 | 2.1 | 84.38 | 3.78 | 3.78
29.4 | 2.4 | 2.4 | 84.92 | 4.32 | 4.32
29.3 | 2.3 | 2.3 | 84.74 | 4.14 | 4.14
29.1 | 2.1 | 2.1 | 84.38 | 3.78 | 3.78
28.9 | 1.9 | 1.9 | 84.02 | 3.42 | 3.42
29 | 2 | 2 | 84.2 | 3.6 | 3.6
29.6 | 2.6 | 2.6 | 85.28 | 4.68 | 4.68
30.4 | 3.4 | 3.4 | 86.72 | 6.12 | 6.12
30.9 | 3.9 | 3.9 | 87.62 | 7.02 | 7.02
32.1 | 5.1 | 5.1 | 89.78 | 9.18 | 9.18
33.1 | 6.1 | 6.1 | 91.58 | 10.98 | 10.98
33.9 | 6.9 | 6.9 | 93.02 | 12.42 | 12.42
34.7 | 7.7 | 7.7 | 94.46 | 13.86 | 13.86
34.3 | 7.3 | 7.3 | 93.74 | 13.14 | 13.14
34.2 | 7.2 | 7.2 | 93.56 | 12.96 | 12.96
33.5 | 6.5 | 6.5 | 92.3 | 11.7 | 11.7
33.2 | 6.2 | 6.2 | 91.76 | 11.16 | 11.16
32.5 | 5.5 | 5.5 | 90.5 | 9.9 | 9.9
31.9 | 4.9 | 4.9 | 89.42 | 8.82 | 8.82
31.6 | 4.6 | 4.6 | 88.88 | 8.28 | 8.28
31.4 | 4.4 | 4.4 | 88.52 | 7.92 | 7.92
31.3 | 4.3 | 4.3 | 88.34 | 7.74 | 7.74
31 | 4 | 4 | 87.8 | 7.2 | 7.2
31.2 | 4.2 | 4.2 | 88.16 | 7.56 | 7.56
31.2 | 4.2 | 4.2 | 88.16 | 7.56 | 7.56
31.2 | 4.2 | 4.2 | 88.16 | 7.56 | 7.56
31.1 | 4.1 | 4.1 | 87.98 | 7.38 | 7.38
30.9 | 3.9 | 3.9 | 87.62 | 7.02 | 7.02
30.5 | 3.5 | 3.5 | 86.9 | 6.3 | 6.3
30.6 | 3.6 | 3.6 | 87.08 | 6.48 | 6.48
32.3 | 5.3 | 5.3 | 90.14 | 9.54 | 9.54
33 | 6 | 6 | 91.4 | 10.8 | 10.8
33.2 | 6.2 | 6.2 | 91.76 | 11.16 | 11.16
34.1 | 7.1 | 7.1 | 93.38 | 12.78 | 12.78
35.5 | 8.5 | 8.5 | 95.9 | 15.3 | 15.3
36.2 | 9.2 | 9.2 | 97.16 | 16.56 | 16.56
36.7 | 9.7 | 9.7 | 98.06 | 17.46 | 17.46
36.5 | 9.5 | 9.5 | 97.7 | 17.1 | 17.1
34.7 | 7.7 | 7.7 | 94.46 | 13.86 | 13.86
30.2 | 3.2 | 3.2 | 86.36 | 5.76 | 5.76
33 | 6 | 6 | 91.4 | 10.8 | 10.8
31.5 | 4.5 | 4.5 | 88.7 | 8.1 | 8.1
31 | 4 | 4 | 87.8 | 7.2 | 7.2
31 | 4 | 4 | 87.8 | 7.2 | 7.2
30.7 | 3.7 | 3.7 | 87.26 | 6.66 | 6.66
30.5 | 3.5 | 3.5 | 86.9 | 6.3 | 6.3
30.2 | 3.2 | 3.2 | 86.36 | 5.76 | 5.76
30 | 3 | 3 | 86 | 5.4 | 5.4
29.2 | 2.2 | 2.2 | 84.56 | 3.96 | 3.96
28.8 | 1.8 | 1.8 | 83.84 | 3.24 | 3.24
28.8 | 1.8 | 1.8 | 83.84 | 3.24 | 3.24
28.8 | 1.8 | 1.8 | 83.84 | 3.24 | 3.24
29 | 2 | 2 | 84.2 | 3.6 | 3.6
29.7 | 2.7 | 2.7 | 85.46 | 4.86 | 4.86
31.7 | 4.7 | 4.7 | 89.06 | 8.46 | 8.46
33.4 | 6.4 | 6.4 | 92.12 | 11.52 | 11.52
34 | 7 | 7 | 93.2 | 12.6 | 12.6
34.7 | 7.7 | 7.7 | 94.46 | 13.86 | 13.86
36 | 9 | 9 | 96.8 | 16.2 | 16.2
36.9 | 9.9 | 9.9 | 98.42 | 17.82 | 17.82
37.5 | 10.5 | 10.5 | 99.5 | 18.9 | 18.9
38.4 | 11.4 | 11.4 | 101.12 | 20.52 | 20.52
38.7 | 11.7 | 11.7 | 101.66 | 21.06 | 21.06
39 | 12 | 12 | 102.2 | 21.6 | 21.6
38.4 | 11.4 | 11.4 | 101.12 | 20.52 | 20.52
37.5 | 10.5 | 10.5 | 99.5 | 18.9 | 18.9
35 | 8 | 8 | 95 | 14.4 | 14.4
33.9 | 6.9 | 6.9 | 93.02 | 12.42 | 12.42
33.4 | 6.4 | 6.4 | 92.12 | 11.52 | 11.52
33.1 | 6.1 | 6.1 | 91.58 | 10.98 | 10.98
32.7 | 5.7 | 5.7 | 90.86 | 10.26 | 10.26
32.5 | 5.5 | 5.5 | 90.5 | 9.9 | 9.9
32.1 | 5.1 | 5.1 | 89.78 | 9.18 | 9.18
32 | 5 | 5 | 89.6 | 9 | 9
31.5 | 4.5 | 4.5 | 88.7 | 8.1 | 8.1
31.1 | 4.1 | 4.1 | 87.98 | 7.38 | 7.38
30.7 | 3.7 | 3.7 | 87.26 | 6.66 | 6.66
30.3 | 3.3 | 3.3 | 86.54 | 5.94 | 5.94
30.1 | 3.1 | 3.1 | 86.18 | 5.58 | 5.58
30.2 | 3.2 | 3.2 | 86.36 | 5.76 | 5.76
30.5 | 3.5 | 3.5 | 86.9 | 6.3 | 6.3
32.5 | 5.5 | 5.5 | 90.5 | 9.9 | 9.9
33.7 | 6.7 | 6.7 | 92.66 | 12.06 | 12.06
34.5 | 7.5 | 7.5 | 94.1 | 13.5 | 13.5
35.5 | 8.5 | 8.5 | 95.9 | 15.3 | 15.3
35.8 | 8.8 | 8.8 | 96.44 | 15.84 | 15.84
36.5 | 9.5 | 9.5 | 97.7 | 17.1 | 17.1
37 | 10 | 10 | 98.6 | 18 | 18
37 | 10 | 10 | 98.6 | 18 | 18
36.2 | 9.2 | 9.2 | 97.16 | 16.56 | 16.56
35.8 | 8.8 | 8.8 | 96.44 | 15.84 | 15.84
34.2 | 7.2 | 7.2 | 93.56 | 12.96 | 12.96
33.7 | 6.7 | 6.7 | 92.66 | 12.06 | 12.06
33.2 | 6.2 | 6.2 | 91.76 | 11.16 | 11.16
33 | 6 | 6 | 91.4 | 10.8 | 10.8
32.7 | 5.7 | 5.7 | 90.86 | 10.26 | 10.26
32.4 | 5.4 | 5.4 | 90.32 | 9.72 | 9.72
31.8 | 4.8 | 4.8 | 89.24 | 8.64 | 8.64
31.3 | 4.3 | 4.3 | 88.34 | 7.74 | 7.74
31 | 4 | 4 | 87.8 | 7.2 | 7.2
30.7 | 3.7 | 3.7 | 87.26 | 6.66 | 6.66
30.7 | 3.7 | 3.7 | 87.26 | 6.66 | 6.66
30.7 | 3.7 | 3.7 | 87.26 | 6.66 | 6.66
29.7 | 2.7 | 2.7 | 85.46 | 4.86 | 4.86
28.8 | 1.8 | 1.8 | 83.84 | 3.24 | 3.24
27 | 0 | 0 | 80.6 | 0 | 0
28.3 | 1.3 | 1.3 | 82.94 | 2.34 | 2.34
30 | 3 | 3 | 86 | 5.4 | 5.4
30.3 | 3.3 | 3.3 | 86.54 | 5.94 | 5.94
30.8 | 3.8 | 3.8 | 87.44 | 6.84 | 6.84
31.5 | 4.5 | 4.5 | 88.7 | 8.1 | 8.1
31.5 | 4.5 | 4.5 | 88.7 | 8.1 | 8.1
32.1 | 5.1 | 5.1 | 89.78 | 9.18 | 9.18
31 | 4 | 4 | 87.8 | 7.2 | 7.2
30.3 | 3.3 | 3.3 | 86.54 | 5.94 | 5.94
29.8 | 2.8 | 2.8 | 85.64 | 5.04 | 5.04
29.3 | 2.3 | 2.3 | 84.74 | 4.14 | 4.14
29 | 2 | 2 | 84.2 | 3.6 | 3.6
28.6 | 1.6 | 1.6 | 83.48 | 2.88 | 2.88
28.3 | 1.3 | 1.3 | 82.94 | 2.34 | 2.34
28.1 | 1.1 | 1.1 | 82.58 | 1.98 | 1.98
27.8 | 0.8 | 0.8 | 82.04 | 1.44 | 1.44
27.8 | 0.8 | 0.8 | 82.04 | 1.44 | 1.44
27.8 | 0.8 | 0.8 | 82.04 | 1.44 | 1.44
27.8 | 0.8 | 0.8 | 82.04 | 1.44 | 1.44
27.8 | 0.8 | 0.8 | 82.04 | 1.44 | 1.44
27.8 | 0.8 | 0.8 | 82.04 | 1.44 | 1.44
29 | 2 | 2 | 84.2 | 3.6 | 3.6
29.8 | 2.8 | 2.8 | 85.64 | 5.04 | 5.04
31.7 | 4.7 | 4.7 | 89.06 | 8.46 | 8.46
33.2 | 6.2 | 6.2 | 91.76 | 11.16 | 11.16
34.5 | 7.5 | 7.5 | 94.1 | 13.5 | 13.5
35.4 | 8.4 | 8.4 | 95.72 | 15.12 | 15.12
35.6 | 8.6 | 8.6 | 96.08 | 15.48 | 15.48
35.7 | 8.7 | 8.7 | 96.26 | 15.66 | 15.66
35.7 | 8.7 | 8.7 | 96.26 | 15.66 | 15.66
35.6 | 8.6 | 8.6 | 96.08 | 15.48 | 15.48
34.8 | 7.8 | 7.8 | 94.64 | 14.04 | 14.04
34.3 | 7.3 | 7.3 | 93.74 | 13.14 | 13.14
33.8 | 6.8 | 6.8 | 92.84 | 12.24 | 12.24
33.3 | 6.3 | 6.3 | 91.94 | 11.34 | 11.34
31.8 | 4.8 | 4.8 | 89.24 | 8.64 | 8.64
31.3 | 4.3 | 4.3 | 88.34 | 7.74 | 7.74
31.3 | 4.3 | 4.3 | 88.34 | 7.74 | 7.74
31.2 | 4.2 | 4.2 | 88.16 | 7.56 | 7.56
31 | 4 | 4 | 87.8 | 7.2 | 7.2
30.8 | 3.8 | 3.8 | 87.44 | 6.84 | 6.84
30.5 | 3.5 | 3.5 | 86.9 | 6.3 | 6.3
29.7 | 2.7 | 2.7 | 85.46 | 4.86 | 4.86
30.1 | 3.1 | 3.1 | 86.18 | 5.58 | 5.58
32.1 | 5.1 | 5.1 | 89.78 | 9.18 | 9.18
33 | 6 | 6 | 91.4 | 10.8 | 10.8
34.3 | 7.3 | 7.3 | 93.74 | 13.14 | 13.14
36 | 9 | 9 | 96.8 | 16.2 | 16.2
37.2 | 10.2 | 10.2 | 98.96 | 18.36 | 18.36
37.8 | 10.8 | 10.8 | 100.04 | 19.44 | 19.44
38.3 | 11.3 | 11.3 | 100.94 | 20.34 | 20.34
38.6 | 11.6 | 11.6 | 101.48 | 20.88 | 20.88
38.6 | 11.6 | 11.6 | 101.48 | 20.88 | 20.88
38.6 | 11.6 | 11.6 | 101.48 | 20.88 | 20.88
38.5 | 11.5 | 11.5 | 101.3 | 20.7 | 20.7
37.9 | 10.9 | 10.9 | 100.22 | 19.62 | 19.62
34.3 | 7.3 | 7.3 | 93.74 | 13.14 | 13.14
33.5 | 6.5 | 6.5 | 92.3 | 11.7 | 11.7
33.6 | 6.6 | 6.6 | 92.48 | 11.88 | 11.88
33.4 | 6.4 | 6.4 | 92.12 | 11.52 | 11.52
32.6 | 5.6 | 5.6 | 90.68 | 10.08 | 10.08
32 | 5 | 5 | 89.6 | 9 | 9
31.9 | 4.9 | 4.9 | 89.42 | 8.82 | 8.82
31.7 | 4.7 | 4.7 | 89.06 | 8.46 | 8.46
31.5 | 4.5 | 4.5 | 88.7 | 8.1 | 8.1
31.4 | 4.4 | 4.4 | 88.52 | 7.92 | 7.92
30.9 | 3.9 | 3.9 | 87.62 | 7.02 | 7.02
30.9 | 3.9 | 3.9 | 87.62 | 7.02 | 7.02
31.7 | 4.7 | 4.7 | 89.06 | 8.46 | 8.46
33.2 | 6.2 | 6.2 | 91.76 | 11.16 | 11.16
34.2 | 7.2 | 7.2 | 93.56 | 12.96 | 12.96
35.4 | 8.4 | 8.4 | 95.72 | 15.12 | 15.12
36.2 | 9.2 | 9.2 | 97.16 | 16.56 | 16.56
37 | 10 | 10 | 98.6 | 18 | 18
29.5 | 2.5 | 2.5 | 85.1 | 4.5 | 4.5
25.7 | -1.3 | 0 | 78.26 | -2.34 | 0
26.2 | -0.8 | 0 | 79.16 | -1.44 | 0
24.5 | -2.5 | 0 | 76.1 | -4.5 | 0
24.7 | -2.3 | 0 | 76.46 | -4.14 | 0
24.7 | -2.3 | 0 | 76.46 | -4.14 | 0
24.7 | -2.3 | 0 | 76.46 | -4.14 | 0
24.7 | -2.3 | 0 | 76.46 | -4.14 | 0
24.7 | -2.3 | 0 | 76.46 | -4.14 | 0
24.7 | -2.3 | 0 | 76.46 | -4.14 | 0
24.9 | -2.1 | 0 | 76.82 | -3.78 | 0
24.9 | -2.1 | 0 | 76.82 | -3.78 | 0
25 | -2 | 0 | 77 | -3.6 | 0
25 | -2 | 0 | 77 | -3.6 | 0
25 | -2 | 0 | 77 | -3.6 | 0
25.2 | -1.8 | 0 | 77.36 | -3.24 | 0
25.2 | -1.8 | 0 | 77.36 | -3.24 | 0
25.3 | -1.7 | 0 | 77.54 | -3.06 | 0
25.7 | -1.3 | 0 | 78.26 | -2.34 | 0
26.5 | -0.5 | 0 | 79.7 | -0.9 | 0
27.8 | 0.8 | 0.8 | 82.04 | 1.44 | 1.44
30.3 | 3.3 | 3.3 | 86.54 | 5.94 | 5.94
30.5 | 3.5 | 3.5 | 86.9 | 6.3 | 6.3
31.5 | 4.5 | 4.5 | 88.7 | 8.1 | 8.1
31.6 | 4.6 | 4.6 | 88.88 | 8.28 | 8.28
30.6 | 3.6 | 3.6 | 87.08 | 6.48 | 6.48
30.1 | 3.1 | 3.1 | 86.18 | 5.58 | 5.58
31.1 | 4.1 | 4.1 | 87.98 | 7.38 | 7.38
27.9 | 0.9 | 0.9 | 82.22 | 1.62 | 1.62
27.7 | 0.7 | 0.7 | 81.86 | 1.26 | 1.26
27.5 | 0.5 | 0.5 | 81.5 | 0.9 | 0.9
26.7 | -0.3 | 0 | 80.06 | -0.54 | 0
26.8 | -0.2 | 0 | 80.24 | -0.36 | 0
26.9 | -0.1 | 0 | 80.42 | -0.18 | 0
27 | 0 | 0 | 80.6 | 0 | 0
27 | 0 | 0 | 80.6 | 0 | 0
27.1 | 0.1 | 0.1 | 80.78 | 0.18 | 0.18
27.2 | 0.2 | 0.2 | 80.96 | 0.36 | 0.36
27.3 | 0.3 | 0.3 | 81.14 | 0.54 | 0.54
27.3 | 0.3 | 0.3 | 81.14 | 0.54 | 0.54
27.4 | 0.4 | 0.4 | 81.32 | 0.72 | 0.72
27.5 | 0.5 | 0.5 | 81.5 | 0.9 | 0.9
28 | 1 | 1 | 82.4 | 1.8 | 1.8
30.2 | 3.2 | 3.2 | 86.36 | 5.76 | 5.76
31 | 4 | 4 | 87.8 | 7.2 | 7.2
32 | 5 | 5 | 89.6 | 9 | 9
31.5 | 4.5 | 4.5 | 88.7 | 8.1 | 8.1
32.5 | 5.5 | 5.5 | 90.5 | 9.9 | 9.9
33 | 6 | 6 | 91.4 | 10.8 | 10.8
33.4 | 6.4 | 6.4 | 92.12 | 11.52 | 11.52
29.9 | 2.9 | 2.9 | 85.82 | 5.22 | 5.22
29 | 2 | 2 | 84.2 | 3.6 | 3.6
29 | 2 | 2 | 84.2 | 3.6 | 3.6
28.5 | 1.5 | 1.5 | 83.3 | 2.7 | 2.7
28.5 | 1.5 | 1.5 | 83.3 | 2.7 | 2.7
28.2 | 1.2 | 1.2 | 82.76 | 2.16 | 2.16
28.2 | 1.2 | 1.2 | 82.76 | 2.16 | 2.16
28.2 | 1.2 | 1.2 | 82.76 | 2.16 | 2.16
28.3 | 1.3 | 1.3 | 82.94 | 2.34 | 2.34
28.5 | 1.5 | 1.5 | 83.3 | 2.7 | 2.7
28.5 | 1.5 | 1.5 | 83.3 | 2.7 | 2.7
28.5 | 1.5 | 1.5 | 83.3 | 2.7 | 2.7
28.5 | 1.5 | 1.5 | 83.3 | 2.7 | 2.7
28.5 | 1.5 | 1.5 | 83.3 | 2.7 | 2.7
28.7 | 1.7 | 1.7 | 83.66 | 3.06 | 3.06
28.7 | 1.7 | 1.7 | 83.66 | 3.06 | 3.06
28.7 | 1.7 | 1.7 | 83.66 | 3.06 | 3.06
27.2 | 0.2 | 0.2 | 80.96 | 0.36 | 0.36
27.2 | 0.2 | 0.2 | 80.96 | 0.36 | 0.36
27.7 | 0.7 | 0.7 | 81.86 | 1.26 | 1.26
28.9 | 1.9 | 1.9 | 84.02 | 3.42 | 3.42
30.1 | 3.1 | 3.1 | 86.18 | 5.58 | 5.58
30 | 3 | 3 | 86 | 5.4 | 5.4
29.4 | 2.4 | 2.4 | 84.92 | 4.32 | 4.32
29.2 | 2.2 | 2.2 | 84.56 | 3.96 | 3.96
28.2 | 1.2 | 1.2 | 82.76 | 2.16 | 2.16
29.5 | 2.5 | 2.5 | 85.1 | 4.5 | 4.5
28.7 | 1.7 | 1.7 | 83.66 | 3.06 | 3.06
28.2 | 1.2 | 1.2 | 82.76 | 2.16 | 2.16
27.8 | 0.8 | 0.8 | 82.04 | 1.44 | 1.44
27.7 | 0.7 | 0.7 | 81.86 | 1.26 | 1.26
27.7 | 0.7 | 0.7 | 81.86 | 1.26 | 1.26
27.5 | 0.5 | 0.5 | 81.5 | 0.9 | 0.9
27.4 | 0.4 | 0.4 | 81.32 | 0.72 | 0.72
26.7 | -0.3 | 0 | 80.06 | -0.54 | 0
26.7 | -0.3 | 0 | 80.06 | -0.54 | 0
26.8 | -0.2 | 0 | 80.24 | -0.36 | 0
27 | 0 | 0 | 80.6 | 0 | 0
26.7 | -0.3 | 0 | 80.06 | -0.54 | 0
26.9 | -0.1 | 0 | 80.42 | -0.18 | 0
27 | 0 | 0 | 80.6 | 0 | 0
27.1 | 0.1 | 0.1 | 80.78 | 0.18 | 0.18
27.6 | 0.6 | 0.6 | 81.68 | 1.08 | 1.08
28.8 | 1.8 | 1.8 | 83.84 | 3.24 | 3.24
28.6 | 1.6 | 1.6 | 83.48 | 2.88 | 2.88
28.6 | 1.6 | 1.6 | 83.48 | 2.88 | 2.88
28.6 | 1.6 | 1.6 | 83.48 | 2.88 | 2.88
28.1 | 1.1 | 1.1 | 82.58 | 1.98 | 1.98
27.1 | 0.1 | 0.1 | 80.78 | 0.18 | 0.18
27 | 0 | 0 | 80.6 | 0 | 0
26.6 | -0.4 | 0 | 79.88 | -0.72 | 0
26.4 | -0.6 | 0 | 79.52 | -1.08 | 0
26.3 | -0.7 | 0 | 79.34 | -1.26 | 0
26.3 | -0.7 | 0 | 79.34 | -1.26 | 0
26.3 | -0.7 | 0 | 79.34 | -1.26 | 0
26.3 | -0.7 | 0 | 79.34 | -1.26 | 0
26.3 | -0.7 | 0 | 79.34 | -1.26 | 0
26.4 | -0.6 | 0 | 79.52 | -1.08 | 0
26.5 | -0.5 | 0 | 79.7 | -0.9 | 0
26.6 | -0.4 | 0 | 79.88 | -0.72 | 0
26.6 | -0.4 | 0 | 79.88 | -0.72 | 0
26.8 | -0.2 | 0 | 80.24 | -0.36 | 0
27 | 0 | 0 | 80.6 | 0 | 0
27.1 | 0.1 | 0.1 | 80.78 | 0.18 | 0.18
27.1 | 0.1 | 0.1 | 80.78 | 0.18 | 0.18
27.8 | 0.8 | 0.8 | 82.04 | 1.44 | 1.44
27.8 | 0.8 | 0.8 | 82.04 | 1.44 | 1.44
28.8 | 1.8 | 1.8 | 83.84 | 3.24 | 3.24
28.2 | 1.2 | 1.2 | 82.76 | 2.16 | 2.16
29.5 | 2.5 | 2.5 | 85.1 | 4.5 | 4.5
29.1 | 2.1 | 2.1 | 84.38 | 3.78 | 3.78
29.6 | 2.6 | 2.6 | 85.28 | 4.68 | 4.68
29.4 | 2.4 | 2.4 | 84.92 | 4.32 | 4.32
28.8 | 1.8 | 1.8 | 83.84 | 3.24 | 3.24
27 | 0 | 0 | 80.6 | 0 | 0
26.5 | -0.5 | 0 | 79.7 | -0.9 | 0
26.3 | -0.7 | 0 | 79.34 | -1.26 | 0
26.2 | -0.8 | 0 | 79.16 | -1.44 | 0
26.1 | -0.9 | 0 | 78.98 | -1.62 | 0
26.1 | -0.9 | 0 | 78.98 | -1.62 | 0
26.1 | -0.9 | 0 | 78.98 | -1.62 | 0
26.1 | -0.9 | 0 | 78.98 | -1.62 | 0
26.1 | -0.9 | 0 | 78.98 | -1.62 | 0
26.1 | -0.9 | 0 | 78.98 | -1.62 | 0
26.2 | -0.8 | 0 | 79.16 | -1.44 | 0
26.3 | -0.7 | 0 | 79.34 | -1.26 | 0
26.2 | -0.8 | 0 | 79.16 | -1.44 | 0
26.3 | -0.7 | 0 | 79.34 | -1.26 | 0
27 | 0 | 0 | 80.6 | 0 | 0
28.4 | 1.4 | 1.4 | 83.12 | 2.52 | 2.52
29.3 | 2.3 | 2.3 | 84.74 | 4.14 | 4.14
31.3 | 4.3 | 4.3 | 88.34 | 7.74 | 7.74
32.4 | 5.4 | 5.4 | 90.32 | 9.72 | 9.72
33.1 | 6.1 | 6.1 | 91.58 | 10.98 | 10.98
34 | 7 | 7 | 93.2 | 12.6 | 12.6
34.5 | 7.5 | 7.5 | 94.1 | 13.5 | 13.5
34.4 | 7.4 | 7.4 | 93.92 | 13.32 | 13.32
33.9 | 6.9 | 6.9 | 93.02 | 12.42 | 12.42
33.9 | 6.9 | 6.9 | 93.02 | 12.42 | 12.42
33.6 | 6.6 | 6.6 | 92.48 | 11.88 | 11.88
31.6 | 4.6 | 4.6 | 88.88 | 8.28 | 8.28
30.5 | 3.5 | 3.5 | 86.9 | 6.3 | 6.3
30 | 3 | 3 | 86 | 5.4 | 5.4
29.4 | 2.4 | 2.4 | 84.92 | 4.32 | 4.32
29.1 | 2.1 | 2.1 | 84.38 | 3.78 | 3.78
28.9 | 1.9 | 1.9 | 84.02 | 3.42 | 3.42
28.9 | 1.9 | 1.9 | 84.02 | 3.42 | 3.42
28.9 | 1.9 | 1.9 | 84.02 | 3.42 | 3.42
28.9 | 1.9 | 1.9 | 84.02 | 3.42 | 3.42
28.9 | 1.9 | 1.9 | 84.02 | 3.42 | 3.42
28.9 | 1.9 | 1.9 | 84.02 | 3.42 | 3.42
29 | 2 | 2 | 84.2 | 3.6 | 3.6
29.4 | 2.4 | 2.4 | 84.92 | 4.32 | 4.32
30.5 | 3.5 | 3.5 | 86.9 | 6.3 | 6.3
31.7 | 4.7 | 4.7 | 89.06 | 8.46 | 8.46
31.5 | 4.5 | 4.5 | 88.7 | 8.1 | 8.1
27.8 | 0.8 | 0.8 | 82.04 | 1.44 | 1.44
27.2 | 0.2 | 0.2 | 80.96 | 0.36 | 0.36
27.2 | 0.2 | 0.2 | 80.96 | 0.36 | 0.36
27 | 0 | 0 | 80.6 | 0 | 0
26.3 | -0.7 | 0 | 79.34 | -1.26 | 0
26.1 | -0.9 | 0 | 78.98 | -1.62 | 0
25.7 | -1.3 | 0 | 78.26 | -2.34 | 0
25.7 | -1.3 | 0 | 78.26 | -2.34 | 0
25.5 | -1.5 | 0 | 77.9 | -2.7 | 0
25.4 | -1.6 | 0 | 77.72 | -2.88 | 0
25.4 | -1.6 | 0 | 77.72 | -2.88 | 0
25.3 | -1.7 | 0 | 77.54 | -3.06 | 0
25.3 | -1.7 | 0 | 77.54 | -3.06 | 0
25.3 | -1.7 | 0 | 77.54 | -3.06 | 0
25.3 | -1.7 | 0 | 77.54 | -3.06 | 0
25.4 | -1.6 | 0 | 77.72 | -2.88 | 0
25.4 | -1.6 | 0 | 77.72 | -2.88 | 0
25.5 | -1.5 | 0 | 77.9 | -2.7 | 0
26 | -1 | 0 | 78.8 | -1.8 | 0
26 | -1 | 0 | 78.8 | -1.8 | 0
26.2 | -0.8 | 0 | 79.16 | -1.44 | 0
26.9 | -0.1 | 0 | 80.42 | -0.18 | 0
29.2 | 2.2 | 2.2 | 84.56 | 3.96 | 3.96
29.7 | 2.7 | 2.7 | 85.46 | 4.86 | 4.86
31.4 | 4.4 | 4.4 | 88.52 | 7.92 | 7.92
31.4 | 4.4 | 4.4 | 88.52 | 7.92 | 7.92
31.7 | 4.7 | 4.7 | 89.06 | 8.46 | 8.46
31.7 | 4.7 | 4.7 | 89.06 | 8.46 | 8.46
32.1 | 5.1 | 5.1 | 89.78 | 9.18 | 9.18
30.5 | 3.5 | 3.5 | 86.9 | 6.3 | 6.3
30.1 | 3.1 | 3.1 | 86.18 | 5.58 | 5.58
30 | 3 | 3 | 86 | 5.4 | 5.4
30 | 3 | 3 | 86 | 5.4 | 5.4
29.8 | 2.8 | 2.8 | 85.64 | 5.04 | 5.04
29.3 | 2.3 | 2.3 | 84.74 | 4.14 | 4.14
28.6 | 1.6 | 1.6 | 83.48 | 2.88 | 2.88
28.4 | 1.4 | 1.4 | 83.12 | 2.52 | 2.52
28.4 | 1.4 | 1.4 | 83.12 | 2.52 | 2.52
28.2 | 1.2 | 1.2 | 82.76 | 2.16 | 2.16
28.2 | 1.2 | 1.2 | 82.76 | 2.16 | 2.16
26.9 | -0.1 | 0 | 80.42 | -0.18 | 0
26.4 | -0.6 | 0 | 79.52 | -1.08 | 0
26.4 | -0.6 | 0 | 79.52 | -1.08 | 0
26.5 | -0.5 | 0 | 79.7 | -0.9 | 0
26.8 | -0.2 | 0 | 80.24 | -0.36 | 0
28.3 | 1.3 | 1.3 | 82.94 | 2.34 | 2.34
29.2 | 2.2 | 2.2 | 84.56 | 3.96 | 3.96
30.4 | 3.4 | 3.4 | 86.72 | 6.12 | 6.12
31.7 | 4.7 | 4.7 | 89.06 | 8.46 | 8.46
32.5 | 5.5 | 5.5 | 90.5 | 9.9 | 9.9
33.1 | 6.1 | 6.1 | 91.58 | 10.98 | 10.98
33.7 | 6.7 | 6.7 | 92.66 | 12.06 | 12.06
33.7 | 6.7 | 6.7 | 92.66 | 12.06 | 12.06
33 | 6 | 6 | 91.4 | 10.8 | 10.8
31.8 | 4.8 | 4.8 | 89.24 | 8.64 | 8.64
30 | 3 | 3 | 86 | 5.4 | 5.4
29.2 | 2.2 | 2.2 | 84.56 | 3.96 | 3.96
29 | 2 | 2 | 84.2 | 3.6 | 3.6
28.8 | 1.8 | 1.8 | 83.84 | 3.24 | 3.24
28 | 1 | 1 | 82.4 | 1.8 | 1.8
28 | 1 | 1 | 82.4 | 1.8 | 1.8
27.8 | 0.8 | 0.8 | 82.04 | 1.44 | 1.44
27.8 | 0.8 | 0.8 | 82.04 | 1.44 | 1.44
26.7 | -0.3 | 0 | 80.06 | -0.54 | 0
26.7 | -0.3 | 0 | 80.06 | -0.54 | 0
26.7 | -0.3 | 0 | 80.06 | -0.54 | 0
26.5 | -0.5 | 0 | 79.7 | -0.9 | 0
26.2 | -0.8 | 0 | 79.16 | -1.44 | 0
26.4 | -0.6 | 0 | 79.52 | -1.08 | 0
26.8 | -0.2 | 0 | 80.24 | -0.36 | 0
28.6 | 1.6 | 1.6 | 83.48 | 2.88 | 2.88
26.6 | -0.4 | 0 | 79.88 | -0.72 | 0
27.1 | 0.1 | 0.1 | 80.78 | 0.18 | 0.18
27.1 | 0.1 | 0.1 | 80.78 | 0.18 | 0.18
27.1 | 0.1 | 0.1 | 80.78 | 0.18 | 0.18
27.1 | 0.1 | 0.1 | 80.78 | 0.18 | 0.18
27.1 | 0.1 | 0.1 | 80.78 | 0.18 | 0.18
28.2 | 1.2 | 1.2 | 82.76 | 2.16 | 2.16
28.2 | 1.2 | 1.2 | 82.76 | 2.16 | 2.16
27.4 | 0.4 | 0.4 | 81.32 | 0.72 | 0.72
27.1 | 0.1 | 0.1 | 80.78 | 0.18 | 0.18
26.6 | -0.4 | 0 | 79.88 | -0.72 | 0
26.5 | -0.5 | 0 | 79.7 | -0.9 | 0
26.4 | -0.6 | 0 | 79.52 | -1.08 | 0
26.3 | -0.7 | 0 | 79.34 | -1.26 | 0
26.3 | -0.7 | 0 | 79.34 | -1.26 | 0
26.3 | -0.7 | 0 | 79.34 | -1.26 | 0
26.2 | -0.8 | 0 | 79.16 | -1.44 | 0
26.2 | -0.8 | 0 | 79.16 | -1.44 | 0
26.2 | -0.8 | 0 | 79.16 | -1.44 | 0
26.2 | -0.8 | 0 | 79.16 | -1.44 | 0
26.1 | -0.9 | 0 | 78.98 | -1.62 | 0
26.2 | -0.8 | 0 | 79.16 | -1.44 | 0
25.6 | -1.4 | 0 | 78.08 | -2.52 | 0
26.1 | -0.9 | 0 | 78.98 | -1.62 | 0
26.8 | -0.2 | 0 | 80.24 | -0.36 | 0
27.1 | 0.1 | 0.1 | 80.78 | 0.18 | 0.18
28.7 | 1.7 | 1.7 | 83.66 | 3.06 | 3.06
29.7 | 2.7 | 2.7 | 85.46 | 4.86 | 4.86
30.5 | 3.5 | 3.5 | 86.9 | 6.3 | 6.3
30.6 | 3.6 | 3.6 | 87.08 | 6.48 | 6.48
30.6 | 3.6 | 3.6 | 87.08 | 6.48 | 6.48
30.6 | 3.6 | 3.6 | 87.08 | 6.48 | 6.48
30.5 | 3.5 | 3.5 | 86.9 | 6.3 | 6.3
29.6 | 2.6 | 2.6 | 85.28 | 4.68 | 4.68
29.2 | 2.2 | 2.2 | 84.56 | 3.96 | 3.96
28.7 | 1.7 | 1.7 | 83.66 | 3.06 | 3.06
28.3 | 1.3 | 1.3 | 82.94 | 2.34 | 2.34
27.4 | 0.4 | 0.4 | 81.32 | 0.72 | 0.72
27.4 | 0.4 | 0.4 | 81.32 | 0.72 | 0.72
27.3 | 0.3 | 0.3 | 81.14 | 0.54 | 0.54
27.3 | 0.3 | 0.3 | 81.14 | 0.54 | 0.54
27 | 0 | 0 | 80.6 | 0 | 0
26.6 | -0.4 | 0 | 79.88 | -0.72 | 0
25.6 | -1.4 | 0 | 78.08 | -2.52 | 0
25.6 | -1.4 | 0 | 78.08 | -2.52 | 0
27.3 | 0.3 | 0.3 | 81.14 | 0.54 | 0.54
28.6 | 1.6 | 1.6 | 83.48 | 2.88 | 2.88
29.9 | 2.9 | 2.9 | 85.82 | 5.22 | 5.22
31 | 4 | 4 | 87.8 | 7.2 | 7.2
32 | 5 | 5 | 89.6 | 9 | 9
32.2 | 5.2 | 5.2 | 89.96 | 9.36 | 9.36
32.9 | 5.9 | 5.9 | 91.22 | 10.62 | 10.62
33.5 | 6.5 | 6.5 | 92.3 | 11.7 | 11.7
33.4 | 6.4 | 6.4 | 92.12 | 11.52 | 11.52
33 | 6 | 6 | 91.4 | 10.8 | 10.8
33.2 | 6.2 | 6.2 | 91.76 | 11.16 | 11.16
33 | 6 | 6 | 91.4 | 10.8 | 10.8
32.2 | 5.2 | 5.2 | 89.96 | 9.36 | 9.36
31.5 | 4.5 | 4.5 | 88.7 | 8.1 | 8.1
31 | 4 | 4 | 87.8 | 7.2 | 7.2
30.5 | 3.5 | 3.5 | 86.9 | 6.3 | 6.3
30 | 3 | 3 | 86 | 5.4 | 5.4
29.8 | 2.8 | 2.8 | 85.64 | 5.04 | 5.04
29.5 | 2.5 | 2.5 | 85.1 | 4.5 | 4.5
29.2 | 2.2 | 2.2 | 84.56 | 3.96 | 3.96
28.7 | 1.7 | 1.7 | 83.66 | 3.06 | 3.06
28.4 | 1.4 | 1.4 | 83.12 | 2.52 | 2.52
28 | 1 | 1 | 82.4 | 1.8 | 1.8
27.7 | 0.7 | 0.7 | 81.86 | 1.26 | 1.26
28 | 1 | 1 | 82.4 | 1.8 | 1.8
30 | 3 | 3 | 86 | 5.4 | 5.4
30.1 | 3.1 | 3.1 | 86.18 | 5.58 | 5.58
31.1 | 4.1 | 4.1 | 87.98 | 7.38 | 7.38
32 | 5 | 5 | 89.6 | 9 | 9
30.5 | 3.5 | 3.5 | 86.9 | 6.3 | 6.3
30.5 | 3.5 | 3.5 | 86.9 | 6.3 | 6.3
29.5 | 2.5 | 2.5 | 85.1 | 4.5 | 4.5
30.5 | 3.5 | 3.5 | 86.9 | 6.3 | 6.3
31.1 | 4.1 | 4.1 | 87.98 | 7.38 | 7.38
31 | 4 | 4 | 87.8 | 7.2 | 7.2
30.2 | 3.2 | 3.2 | 86.36 | 5.76 | 5.76
30.1 | 3.1 | 3.1 | 86.18 | 5.58 | 5.58
29.6 | 2.6 | 2.6 | 85.28 | 4.68 | 4.68
29.6 | 2.6 | 2.6 | 85.28 | 4.68 | 4.68
29.5 | 2.5 | 2.5 | 85.1 | 4.5 | 4.5
29.3 | 2.3 | 2.3 | 84.74 | 4.14 | 4.14
29 | 2 | 2 | 84.2 | 3.6 | 3.6
28.9 | 1.9 | 1.9 | 84.02 | 3.42 | 3.42
28.9 | 1.9 | 1.9 | 84.02 | 3.42 | 3.42
28.6 | 1.6 | 1.6 | 83.48 | 2.88 | 2.88
28.6 | 1.6 | 1.6 | 83.48 | 2.88 | 2.88
28 | 1 | 1 | 82.4 | 1.8 | 1.8
27.7 | 0.7 | 0.7 | 81.86 | 1.26 | 1.26
27.7 | 0.7 | 0.7 | 81.86 | 1.26 | 1.26
27 | 0 | 0 | 80.6 | 0 | 0
27 | 0 | 0 | 80.6 | 0 | 0
27.4 | 0.4 | 0.4 | 81.32 | 0.72 | 0.72
28.6 | 1.6 | 1.6 | 83.48 | 2.88 | 2.88
27.8 | 0.8 | 0.8 | 82.04 | 1.44 | 1.44
27.4 | 0.4 | 0.4 | 81.32 | 0.72 | 0.72
26.8 | -0.2 | 0 | 80.24 | -0.36 | 0
26.7 | -0.3 | 0 | 80.06 | -0.54 | 0
26.4 | -0.6 | 0 | 79.52 | -1.08 | 0
26.1 | -0.9 | 0 | 78.98 | -1.62 | 0
26.1 | -0.9 | 0 | 78.98 | -1.62 | 0
26.1 | -0.9 | 0 | 78.98 | -1.62 | 0
25.8 | -1.2 | 0 | 78.44 | -2.16 | 0
25.8 | -1.2 | 0 | 78.44 | -2.16 | 0
25.8 | -1.2 | 0 | 78.44 | -2.16 | 0
24.8 | -2.2 | 0 | 76.64 | -3.96 | 0
24.9 | -2.1 | 0 | 76.82 | -3.78 | 0
24.9 | -2.1 | 0 | 76.82 | -3.78 | 0
24.9 | -2.1 | 0 | 76.82 | -3.78 | 0
25 | -2 | 0 | 77 | -3.6 | 0
25 | -2 | 0 | 77 | -3.6 | 0
25.2 | -1.8 | 0 | 77.36 | -3.24 | 0
25.2 | -1.8 | 0 | 77.36 | -3.24 | 0
25.1 | -1.9 | 0 | 77.18 | -3.42 | 0
25.3 | -1.7 | 0 | 77.54 | -3.06 | 0
25.5 | -1.5 | 0 | 77.9 | -2.7 | 0
25.7 | -1.3 | 0 | 78.26 | -2.34 | 0
26.6 | -0.4 | 0 | 79.88 | -0.72 | 0
28 | 1 | 1 | 82.4 | 1.8 | 1.8
28.8 | 1.8 | 1.8 | 83.84 | 3.24 | 3.24
29.7 | 2.7 | 2.7 | 85.46 | 4.86 | 4.86
29 | 2 | 2 | 84.2 | 3.6 | 3.6
29.7 | 2.7 | 2.7 | 85.46 | 4.86 | 4.86
30 | 3 | 3 | 86 | 5.4 | 5.4
29.5 | 2.5 | 2.5 | 85.1 | 4.5 | 4.5
29.2 | 2.2 | 2.2 | 84.56 | 3.96 | 3.96
27.7 | 0.7 | 0.7 | 81.86 | 1.26 | 1.26
27.8 | 0.8 | 0.8 | 82.04 | 1.44 | 1.44
27.8 | 0.8 | 0.8 | 82.04 | 1.44 | 1.44
28 | 1 | 1 | 82.4 | 1.8 | 1.8
28 | 1 | 1 | 82.4 | 1.8 | 1.8
28 | 1 | 1 | 82.4 | 1.8 | 1.8
27.8 | 0.8 | 0.8 | 82.04 | 1.44 | 1.44
27.7 | 0.7 | 0.7 | 81.86 | 1.26 | 1.26
27.8 | 0.8 | 0.8 | 82.04 | 1.44 | 1.44
27.2 | 0.2 | 0.2 | 80.96 | 0.36 | 0.36
27.2 | 0.2 | 0.2 | 80.96 | 0.36 | 0.36
28 | 1 | 1 | 82.4 | 1.8 | 1.8
27.8 | 0.8 | 0.8 | 82.04 | 1.44 | 1.44
28.6 | 1.6 | 1.6 | 83.48 | 2.88 | 2.88
29.3 | 2.3 | 2.3 | 84.74 | 4.14 | 4.14
31.1 | 4.1 | 4.1 | 87.98 | 7.38 | 7.38
31.6 | 4.6 | 4.6 | 88.88 | 8.28 | 8.28
32.3 | 5.3 | 5.3 | 90.14 | 9.54 | 9.54
32.5 | 5.5 | 5.5 | 90.5 | 9.9 | 9.9
32.6 | 5.6 | 5.6 | 90.68 | 10.08 | 10.08
32.6 | 5.6 | 5.6 | 90.68 | 10.08 | 10.08
32.6 | 5.6 | 5.6 | 90.68 | 10.08 | 10.08
32 | 5 | 5 | 89.6 | 9 | 9
31.1 | 4.1 | 4.1 | 87.98 | 7.38 | 7.38
30.3 | 3.3 | 3.3 | 86.54 | 5.94 | 5.94
30 | 3 | 3 | 86 | 5.4 | 5.4
29.8 | 2.8 | 2.8 | 85.64 | 5.04 | 5.04
29.6 | 2.6 | 2.6 | 85.28 | 4.68 | 4.68
29.1 | 2.1 | 2.1 | 84.38 | 3.78 | 3.78
29 | 2 | 2 | 84.2 | 3.6 | 3.6
29 | 2 | 2 | 84.2 | 3.6 | 3.6
29.1 | 2.1 | 2.1 | 84.38 | 3.78 | 3.78
29.1 | 2.1 | 2.1 | 84.38 | 3.78 | 3.78
28.6 | 1.6 | 1.6 | 83.48 | 2.88 | 2.88
28.6 | 1.6 | 1.6 | 83.48 | 2.88 | 2.88
29.4 | 2.4 | 2.4 | 84.92 | 4.32 | 4.32
30.3 | 3.3 | 3.3 | 86.54 | 5.94 | 5.94
31 | 4 | 4 | 87.8 | 7.2 | 7.2
31.3 | 4.3 | 4.3 | 88.34 | 7.74 | 7.74
31.5 | 4.5 | 4.5 | 88.7 | 8.1 | 8.1
32.7 | 5.7 | 5.7 | 90.86 | 10.26 | 10.26
33.6 | 6.6 | 6.6 | 92.48 | 11.88 | 11.88
33.6 | 6.6 | 6.6 | 92.48 | 11.88 | 11.88
33.8 | 6.8 | 6.8 | 92.84 | 12.24 | 12.24
33.7 | 6.7 | 6.7 | 92.66 | 12.06 | 12.06
33.5 | 6.5 | 6.5 | 92.3 | 11.7 | 11.7
32.4 | 5.4 | 5.4 | 90.32 | 9.72 | 9.72
32.1 | 5.1 | 5.1 | 89.78 | 9.18 | 9.18
31.5 | 4.5 | 4.5 | 88.7 | 8.1 | 8.1
30.5 | 3.5 | 3.5 | 86.9 | 6.3 | 6.3
29.8 | 2.8 | 2.8 | 85.64 | 5.04 | 5.04
28.8 | 1.8 | 1.8 | 83.84 | 3.24 | 3.24
28.8 | 1.8 | 1.8 | 83.84 | 3.24 | 3.24
28.3 | 1.3 | 1.3 | 82.94 | 2.34 | 2.34
27.8 | 0.8 | 0.8 | 82.04 | 1.44 | 1.44
27.8 | 0.8 | 0.8 | 82.04 | 1.44 | 1.44
27.3 | 0.3 | 0.3 | 81.14 | 0.54 | 0.54
27.3 | 0.3 | 0.3 | 81.14 | 0.54 | 0.54
27.4 | 0.4 | 0.4 | 81.32 | 0.72 | 0.72
27.8 | 0.8 | 0.8 | 82.04 | 1.44 | 1.44
29.5 | 2.5 | 2.5 | 85.1 | 4.5 | 4.5
30.6 | 3.6 | 3.6 | 87.08 | 6.48 | 6.48
32 | 5 | 5 | 89.6 | 9 | 9
32.8 | 5.8 | 5.8 | 91.04 | 10.44 | 10.44
33 | 6 | 6 | 91.4 | 10.8 | 10.8
33.5 | 6.5 | 6.5 | 92.3 | 11.7 | 11.7
33.5 | 6.5 | 6.5 | 92.3 | 11.7 | 11.7
33.5 | 6.5 | 6.5 | 92.3 | 11.7 | 11.7
33.5 | 6.5 | 6.5 | 92.3 | 11.7 | 11.7
32.9 | 5.9 | 5.9 | 91.22 | 10.62 | 10.62
32 | 5 | 5 | 89.6 | 9 | 9
30.5 | 3.5 | 3.5 | 86.9 | 6.3 | 6.3
29.5 | 2.5 | 2.5 | 85.1 | 4.5 | 4.5
29.2 | 2.2 | 2.2 | 84.56 | 3.96 | 3.96
29 | 2 | 2 | 84.2 | 3.6 | 3.6
28.6 | 1.6 | 1.6 | 83.48 | 2.88 | 2.88
28 | 1 | 1 | 82.4 | 1.8 | 1.8
28 | 1 | 1 | 82.4 | 1.8 | 1.8
27.5 | 0.5 | 0.5 | 81.5 | 0.9 | 0.9
27.1 | 0.1 | 0.1 | 80.78 | 0.18 | 0.18
27 | 0 | 0 | 80.6 | 0 | 0
27 | 0 | 0 | 80.6 | 0 | 0
27.2 | 0.2 | 0.2 | 80.96 | 0.36 | 0.36
28.7 | 1.7 | 1.7 | 83.66 | 3.06 | 3.06
31 | 4 | 4 | 87.8 | 7.2 | 7.2
32.2 | 5.2 | 5.2 | 89.96 | 9.36 | 9.36
33.5 | 6.5 | 6.5 | 92.3 | 11.7 | 11.7
33.7 | 6.7 | 6.7 | 92.66 | 12.06 | 12.06
34.2 | 7.2 | 7.2 | 93.56 | 12.96 | 12.96
34.5 | 7.5 | 7.5 | 94.1 | 13.5 | 13.5
34.5 | 7.5 | 7.5 | 94.1 | 13.5 | 13.5
34.4 | 7.4 | 7.4 | 93.92 | 13.32 | 13.32
34.3 | 7.3 | 7.3 | 93.74 | 13.14 | 13.14
33.8 | 6.8 | 6.8 | 92.84 | 12.24 | 12.24
32.5 | 5.5 | 5.5 | 90.5 | 9.9 | 9.9
31.3 | 4.3 | 4.3 | 88.34 | 7.74 | 7.74
30.5 | 3.5 | 3.5 | 86.9 | 6.3 | 6.3
29.8 | 2.8 | 2.8 | 85.64 | 5.04 | 5.04
29.2 | 2.2 | 2.2 | 84.56 | 3.96 | 3.96
29.2 | 2.2 | 2.2 | 84.56 | 3.96 | 3.96
28.8 | 1.8 | 1.8 | 83.84 | 3.24 | 3.24
28.7 | 1.7 | 1.7 | 83.66 | 3.06 | 3.06
28.7 | 1.7 | 1.7 | 83.66 | 3.06 | 3.06
28.7 | 1.7 | 1.7 | 83.66 | 3.06 | 3.06
28.7 | 1.7 | 1.7 | 83.66 | 3.06 | 3.06
28.6 | 1.6 | 1.6 | 83.48 | 2.88 | 2.88
28.7 | 1.7 | 1.7 | 83.66 | 3.06 | 3.06
28.7 | 1.7 | 1.7 | 83.66 | 3.06 | 3.06
30 | 3 | 3 | 86 | 5.4 | 5.4
31.4 | 4.4 | 4.4 | 88.52 | 7.92 | 7.92
33.4 | 6.4 | 6.4 | 92.12 | 11.52 | 11.52
34.2 | 7.2 | 7.2 | 93.56 | 12.96 | 12.96
35 | 8 | 8 | 95 | 14.4 | 14.4
34.6 | 7.6 | 7.6 | 94.28 | 13.68 | 13.68
35.4 | 8.4 | 8.4 | 95.72 | 15.12 | 15.12
35.2 | 8.2 | 8.2 | 95.36 | 14.76 | 14.76
34.4 | 7.4 | 7.4 | 93.92 | 13.32 | 13.32
33.9 | 6.9 | 6.9 | 93.02 | 12.42 | 12.42
33.5 | 6.5 | 6.5 | 92.3 | 11.7 | 11.7
32.3 | 5.3 | 5.3 | 90.14 | 9.54 | 9.54
31 | 4 | 4 | 87.8 | 7.2 | 7.2
30 | 3 | 3 | 86 | 5.4 | 5.4
29.5 | 2.5 | 2.5 | 85.1 | 4.5 | 4.5
29 | 2 | 2 | 84.2 | 3.6 | 3.6
28.8 | 1.8 | 1.8 | 83.84 | 3.24 | 3.24
28.4 | 1.4 | 1.4 | 83.12 | 2.52 | 2.52
27.9 | 0.9 | 0.9 | 82.22 | 1.62 | 1.62
27.8 | 0.8 | 0.8 | 82.04 | 1.44 | 1.44
27.4 | 0.4 | 0.4 | 81.32 | 0.72 | 0.72
27.4 | 0.4 | 0.4 | 81.32 | 0.72 | 0.72
27.4 | 0.4 | 0.4 | 81.32 | 0.72 | 0.72
29.7 | 2.7 | 2.7 | 85.46 | 4.86 | 4.86
31.3 | 4.3 | 4.3 | 88.34 | 7.74 | 7.74
32.5 | 5.5 | 5.5 | 90.5 | 9.9 | 9.9
33.5 | 6.5 | 6.5 | 92.3 | 11.7 | 11.7
34.5 | 7.5 | 7.5 | 94.1 | 13.5 | 13.5
34.8 | 7.8 | 7.8 | 94.64 | 14.04 | 14.04
35.4 | 8.4 | 8.4 | 95.72 | 15.12 | 15.12
35.7 | 8.7 | 8.7 | 96.26 | 15.66 | 15.66
35.6 | 8.6 | 8.6 | 96.08 | 15.48 | 15.48
35.6 | 8.6 | 8.6 | 96.08 | 15.48 | 15.48
35 | 8 | 8 | 95 | 14.4 | 14.4
33.6 | 6.6 | 6.6 | 92.48 | 11.88 | 11.88
33 | 6 | 6 | 91.4 | 10.8 | 10.8
31.8 | 4.8 | 4.8 | 89.24 | 8.64 | 8.64
30.8 | 3.8 | 3.8 | 87.44 | 6.84 | 6.84
30 | 3 | 3 | 86 | 5.4 | 5.4
29.6 | 2.6 | 2.6 | 85.28 | 4.68 | 4.68
29.3 | 2.3 | 2.3 | 84.74 | 4.14 | 4.14
29 | 2 | 2 | 84.2 | 3.6 | 3.6
28.8 | 1.8 | 1.8 | 83.84 | 3.24 | 3.24
28.3 | 1.3 | 1.3 | 82.94 | 2.34 | 2.34
28.3 | 1.3 | 1.3 | 82.94 | 2.34 | 2.34
28.3 | 1.3 | 1.3 | 82.94 | 2.34 | 2.34
28.3 | 1.3 | 1.3 | 82.94 | 2.34 | 2.34
28.3 | 1.3 | 1.3 | 82.94 | 2.34 | 2.34
30.2 | 3.2 | 3.2 | 86.36 | 5.76 | 5.76
31.2 | 4.2 | 4.2 | 88.16 | 7.56 | 7.56
32.8 | 5.8 | 5.8 | 91.04 | 10.44 | 10.44
33.5 | 6.5 | 6.5 | 92.3 | 11.7 | 11.7
34.2 | 7.2 | 7.2 | 93.56 | 12.96 | 12.96
34.9 | 7.9 | 7.9 | 94.82 | 14.22 | 14.22
35.3 | 8.3 | 8.3 | 95.54 | 14.94 | 14.94
35.4 | 8.4 | 8.4 | 95.72 | 15.12 | 15.12
35.8 | 8.8 | 8.8 | 96.44 | 15.84 | 15.84
35.4 | 8.4 | 8.4 | 95.72 | 15.12 | 15.12
33.9 | 6.9 | 6.9 | 93.02 | 12.42 | 12.42
33 | 6 | 6 | 91.4 | 10.8 | 10.8
32.5 | 5.5 | 5.5 | 90.5 | 9.9 | 9.9
32.2 | 5.2 | 5.2 | 89.96 | 9.36 | 9.36
31.5 | 4.5 | 4.5 | 88.7 | 8.1 | 8.1
31 | 4 | 4 | 87.8 | 7.2 | 7.2
30.6 | 3.6 | 3.6 | 87.08 | 6.48 | 6.48
30.4 | 3.4 | 3.4 | 86.72 | 6.12 | 6.12
30.2 | 3.2 | 3.2 | 86.36 | 5.76 | 5.76
30.2 | 3.2 | 3.2 | 86.36 | 5.76 | 5.76
30 | 3 | 3 | 86 | 5.4 | 5.4
29.7 | 2.7 | 2.7 | 85.46 | 4.86 | 4.86
29.5 | 2.5 | 2.5 | 85.1 | 4.5 | 4.5
31 | 4 | 4 | 87.8 | 7.2 | 7.2
32 | 5 | 5 | 89.6 | 9 | 9
33 | 6 | 6 | 91.4 | 10.8 | 10.8
34 | 7 | 7 | 93.2 | 12.6 | 12.6
34.7 | 7.7 | 7.7 | 94.46 | 13.86 | 13.86
35.4 | 8.4 | 8.4 | 95.72 | 15.12 | 15.12
36.4 | 9.4 | 9.4 | 97.52 | 16.92 | 16.92
36.9 | 9.9 | 9.9 | 98.42 | 17.82 | 17.82
36.9 | 9.9 | 9.9 | 98.42 | 17.82 | 17.82
36.8 | 9.8 | 9.8 | 98.24 | 17.64 | 17.64
36.4 | 9.4 | 9.4 | 97.52 | 16.92 | 16.92
35.4 | 8.4 | 8.4 | 95.72 | 15.12 | 15.12
34.6 | 7.6 | 7.6 | 94.28 | 13.68 | 13.68
33.4 | 6.4 | 6.4 | 92.12 | 11.52 | 11.52
33.4 | 6.4 | 6.4 | 92.12 | 11.52 | 11.52
32.4 | 5.4 | 5.4 | 90.32 | 9.72 | 9.72
32.4 | 5.4 | 5.4 | 90.32 | 9.72 | 9.72
32 | 5 | 5 | 89.6 | 9 | 9
31.8 | 4.8 | 4.8 | 89.24 | 8.64 | 8.64
31.5 | 4.5 | 4.5 | 88.7 | 8.1 | 8.1
31 | 4 | 4 | 87.8 | 7.2 | 7.2
30.9 | 3.9 | 3.9 | 87.62 | 7.02 | 7.02
30.4 | 3.4 | 3.4 | 86.72 | 6.12 | 6.12
30 | 3 | 3 | 86 | 5.4 | 5.4
30.7 | 3.7 | 3.7 | 87.26 | 6.66 | 6.66
31.8 | 4.8 | 4.8 | 89.24 | 8.64 | 8.64
32.8 | 5.8 | 5.8 | 91.04 | 10.44 | 10.44
34.3 | 7.3 | 7.3 | 93.74 | 13.14 | 13.14
35.2 | 8.2 | 8.2 | 95.36 | 14.76 | 14.76
36 | 9 | 9 | 96.8 | 16.2 | 16.2
36.7 | 9.7 | 9.7 | 98.06 | 17.46 | 17.46
37.4 | 10.4 | 10.4 | 99.32 | 18.72 | 18.72
37.6 | 10.6 | 10.6 | 99.68 | 19.08 | 19.08
37.6 | 10.6 | 10.6 | 99.68 | 19.08 | 19.08
37.3 | 10.3 | 10.3 | 99.14 | 18.54 | 18.54
36.1 | 9.1 | 9.1 | 96.98 | 16.38 | 16.38
35.2 | 8.2 | 8.2 | 95.36 | 14.76 | 14.76
34 | 7 | 7 | 93.2 | 12.6 | 12.6
32.8 | 5.8 | 5.8 | 91.04 | 10.44 | 10.44
31.7 | 4.7 | 4.7 | 89.06 | 8.46 | 8.46
30.7 | 3.7 | 3.7 | 87.26 | 6.66 | 6.66
30.3 | 3.3 | 3.3 | 86.54 | 5.94 | 5.94
29.5 | 2.5 | 2.5 | 85.1 | 4.5 | 4.5
28.9 | 1.9 | 1.9 | 84.02 | 3.42 | 3.42
28 | 1 | 1 | 82.4 | 1.8 | 1.8
27.5 | 0.5 | 0.5 | 81.5 | 0.9 | 0.9
27.9 | 0.9 | 0.9 | 82.22 | 1.62 | 1.62
27.9 | 0.9 | 0.9 | 82.22 | 1.62 | 1.62
28.4 | 1.4 | 1.4 | 83.12 | 2.52 | 2.52
30 | 3 | 3 | 86 | 5.4 | 5.4
30.9 | 3.9 | 3.9 | 87.62 | 7.02 | 7.02
32.1 | 5.1 | 5.1 | 89.78 | 9.18 | 9.18
33.2 | 6.2 | 6.2 | 91.76 | 11.16 | 11.16
33.8 | 6.8 | 6.8 | 92.84 | 12.24 | 12.24
34.3 | 7.3 | 7.3 | 93.74 | 13.14 | 13.14
34.2 | 7.2 | 7.2 | 93.56 | 12.96 | 12.96
33.8 | 6.8 | 6.8 | 92.84 | 12.24 | 12.24
33.9 | 6.9 | 6.9 | 93.02 | 12.42 | 12.42
33.7 | 6.7 | 6.7 | 92.66 | 12.06 | 12.06
32.8 | 5.8 | 5.8 | 91.04 | 10.44 | 10.44
31.6 | 4.6 | 4.6 | 88.88 | 8.28 | 8.28
30.8 | 3.8 | 3.8 | 87.44 | 6.84 | 6.84
30.3 | 3.3 | 3.3 | 86.54 | 5.94 | 5.94
29.9 | 2.9 | 2.9 | 85.82 | 5.22 | 5.22
29.6 | 2.6 | 2.6 | 85.28 | 4.68 | 4.68
29.8 | 2.8 | 2.8 | 85.64 | 5.04 | 5.04
29.3 | 2.3 | 2.3 | 84.74 | 4.14 | 4.14
29.3 | 2.3 | 2.3 | 84.74 | 4.14 | 4.14
29.3 | 2.3 | 2.3 | 84.74 | 4.14 | 4.14
29.3 | 2.3 | 2.3 | 84.74 | 4.14 | 4.14
29 | 2 | 2 | 84.2 | 3.6 | 3.6
28.8 | 1.8 | 1.8 | 83.84 | 3.24 | 3.24
29.2 | 2.2 | 2.2 | 84.56 | 3.96 | 3.96
29.9 | 2.9 | 2.9 | 85.82 | 5.22 | 5.22
30.8 | 3.8 | 3.8 | 87.44 | 6.84 | 6.84
31.9 | 4.9 | 4.9 | 89.42 | 8.82 | 8.82
33 | 6 | 6 | 91.4 | 10.8 | 10.8
33.6 | 6.6 | 6.6 | 92.48 | 11.88 | 11.88
34.4 | 7.4 | 7.4 | 93.92 | 13.32 | 13.32
34.5 | 7.5 | 7.5 | 94.1 | 13.5 | 13.5
34.9 | 7.9 | 7.9 | 94.82 | 14.22 | 14.22
34.8 | 7.8 | 7.8 | 94.64 | 14.04 | 14.04
33.9 | 6.9 | 6.9 | 93.02 | 12.42 | 12.42
32.7 | 5.7 | 5.7 | 90.86 | 10.26 | 10.26
31.9 | 4.9 | 4.9 | 89.42 | 8.82 | 8.82
31.7 | 4.7 | 4.7 | 89.06 | 8.46 | 8.46
31.4 | 4.4 | 4.4 | 88.52 | 7.92 | 7.92
30.5 | 3.5 | 3.5 | 86.9 | 6.3 | 6.3
30.3 | 3.3 | 3.3 | 86.54 | 5.94 | 5.94
29.9 | 2.9 | 2.9 | 85.82 | 5.22 | 5.22
29.6 | 2.6 | 2.6 | 85.28 | 4.68 | 4.68
29.5 | 2.5 | 2.5 | 85.1 | 4.5 | 4.5
29.1 | 2.1 | 2.1 | 84.38 | 3.78 | 3.78
28.6 | 1.6 | 1.6 | 83.48 | 2.88 | 2.88
28 | 1 | 1 | 82.4 | 1.8 | 1.8
28 | 1 | 1 | 82.4 | 1.8 | 1.8
28.4 | 1.4 | 1.4 | 83.12 | 2.52 | 2.52
30.3 | 3.3 | 3.3 | 86.54 | 5.94 | 5.94
31.6 | 4.6 | 4.6 | 88.88 | 8.28 | 8.28
32.6 | 5.6 | 5.6 | 90.68 | 10.08 | 10.08
33.1 | 6.1 | 6.1 | 91.58 | 10.98 | 10.98
33.7 | 6.7 | 6.7 | 92.66 | 12.06 | 12.06
34.1 | 7.1 | 7.1 | 93.38 | 12.78 | 12.78
35 | 8 | 8 | 95 | 14.4 | 14.4
34.7 | 7.7 | 7.7 | 94.46 | 13.86 | 13.86
34.2 | 7.2 | 7.2 | 93.56 | 12.96 | 12.96
34.1 | 7.1 | 7.1 | 93.38 | 12.78 | 12.78
33.1 | 6.1 | 6.1 | 91.58 | 10.98 | 10.98
30.1 | 3.1 | 3.1 | 86.18 | 5.58 | 5.58
30 | 3 | 3 | 86 | 5.4 | 5.4
30.3 | 3.3 | 3.3 | 86.54 | 5.94 | 5.94
30.1 | 3.1 | 3.1 | 86.18 | 5.58 | 5.58
29.9 | 2.9 | 2.9 | 85.82 | 5.22 | 5.22
29.1 | 2.1 | 2.1 | 84.38 | 3.78 | 3.78
29 | 2 | 2 | 84.2 | 3.6 | 3.6
28.6 | 1.6 | 1.6 | 83.48 | 2.88 | 2.88
28.4 | 1.4 | 1.4 | 83.12 | 2.52 | 2.52
27.9 | 0.9 | 0.9 | 82.22 | 1.62 | 1.62
27.6 | 0.6 | 0.6 | 81.68 | 1.08 | 1.08
28.1 | 1.1 | 1.1 | 82.58 | 1.98 | 1.98
29.1 | 2.1 | 2.1 | 84.38 | 3.78 | 3.78
30.5 | 3.5 | 3.5 | 86.9 | 6.3 | 6.3
32 | 5 | 5 | 89.6 | 9 | 9
33 | 6 | 6 | 91.4 | 10.8 | 10.8
33.5 | 6.5 | 6.5 | 92.3 | 11.7 | 11.7
34.5 | 7.5 | 7.5 | 94.1 | 13.5 | 13.5
35 | 8 | 8 | 95 | 14.4 | 14.4
35.1 | 8.1 | 8.1 | 95.18 | 14.58 | 14.58
34.5 | 7.5 | 7.5 | 94.1 | 13.5 | 13.5
34.3 | 7.3 | 7.3 | 93.74 | 13.14 | 13.14
34 | 7 | 7 | 93.2 | 12.6 | 12.6
33.1 | 6.1 | 6.1 | 91.58 | 10.98 | 10.98
32.5 | 5.5 | 5.5 | 90.5 | 9.9 | 9.9
27.5 | 0.5 | 0.5 | 81.5 | 0.9 | 0.9
27.6 | 0.6 | 0.6 | 81.68 | 1.08 | 1.08
27.7 | 0.7 | 0.7 | 81.86 | 1.26 | 1.26
27.5 | 0.5 | 0.5 | 81.5 | 0.9 | 0.9
27.5 | 0.5 | 0.5 | 81.5 | 0.9 | 0.9
27.5 | 0.5 | 0.5 | 81.5 | 0.9 | 0.9
27.5 | 0.5 | 0.5 | 81.5 | 0.9 | 0.9
27.5 | 0.5 | 0.5 | 81.5 | 0.9 | 0.9
27.5 | 0.5 | 0.5 | 81.5 | 0.9 | 0.9
27.5 | 0.5 | 0.5 | 81.5 | 0.9 | 0.9
27.5 | 0.5 | 0.5 | 81.5 | 0.9 | 0.9
28.4 | 1.4 | 1.4 | 83.12 | 2.52 | 2.52
30.8 | 3.8 | 3.8 | 87.44 | 6.84 | 6.84
32 | 5 | 5 | 89.6 | 9 | 9
33.3 | 6.3 | 6.3 | 91.94 | 11.34 | 11.34
34.3 | 7.3 | 7.3 | 93.74 | 13.14 | 13.14
35 | 8 | 8 | 95 | 14.4 | 14.4
35.8 | 8.8 | 8.8 | 96.44 | 15.84 | 15.84
36 | 9 | 9 | 96.8 | 16.2 | 16.2
35.4 | 8.4 | 8.4 | 95.72 | 15.12 | 15.12
35.3 | 8.3 | 8.3 | 95.54 | 14.94 | 14.94
34.8 | 7.8 | 7.8 | 94.64 | 14.04 | 14.04
33.9 | 6.9 | 6.9 | 93.02 | 12.42 | 12.42
32.9 | 5.9 | 5.9 | 91.22 | 10.62 | 10.62
32.3 | 5.3 | 5.3 | 90.14 | 9.54 | 9.54
31.4 | 4.4 | 4.4 | 88.52 | 7.92 | 7.92
31.1 | 4.1 | 4.1 | 87.98 | 7.38 | 7.38
30.9 | 3.9 | 3.9 | 87.62 | 7.02 | 7.02
30.5 | 3.5 | 3.5 | 86.9 | 6.3 | 6.3
30.3 | 3.3 | 3.3 | 86.54 | 5.94 | 5.94
29.9 | 2.9 | 2.9 | 85.82 | 5.22 | 5.22
29.9 | 2.9 | 2.9 | 85.82 | 5.22 | 5.22
29.4 | 2.4 | 2.4 | 84.92 | 4.32 | 4.32
28.9 | 1.9 | 1.9 | 84.02 | 3.42 | 3.42
28.9 | 1.9 | 1.9 | 84.02 | 3.42 | 3.42
29.8 | 2.8 | 2.8 | 85.64 | 5.04 | 5.04
30.9 | 3.9 | 3.9 | 87.62 | 7.02 | 7.02
32.2 | 5.2 | 5.2 | 89.96 | 9.36 | 9.36
33.7 | 6.7 | 6.7 | 92.66 | 12.06 | 12.06
34.5 | 7.5 | 7.5 | 94.1 | 13.5 | 13.5
35.2 | 8.2 | 8.2 | 95.36 | 14.76 | 14.76
36.2 | 9.2 | 9.2 | 97.16 | 16.56 | 16.56
36.7 | 9.7 | 9.7 | 98.06 | 17.46 | 17.46
36.7 | 9.7 | 9.7 | 98.06 | 17.46 | 17.46
36.2 | 9.2 | 9.2 | 97.16 | 16.56 | 16.56
35.7 | 8.7 | 8.7 | 96.26 | 15.66 | 15.66
34.7 | 7.7 | 7.7 | 94.46 | 13.86 | 13.86
33.7 | 6.7 | 6.7 | 92.66 | 12.06 | 12.06
33 | 6 | 6 | 91.4 | 10.8 | 10.8
32.2 | 5.2 | 5.2 | 89.96 | 9.36 | 9.36
32.1 | 5.1 | 5.1 | 89.78 | 9.18 | 9.18
31.9 | 4.9 | 4.9 | 89.42 | 8.82 | 8.82
31.7 | 4.7 | 4.7 | 89.06 | 8.46 | 8.46
31.2 | 4.2 | 4.2 | 88.16 | 7.56 | 7.56
30.7 | 3.7 | 3.7 | 87.26 | 6.66 | 6.66
30.6 | 3.6 | 3.6 | 87.08 | 6.48 | 6.48
30 | 3 | 3 | 86 | 5.4 | 5.4
29.7 | 2.7 | 2.7 | 85.46 | 4.86 | 4.86
29.9 | 2.9 | 2.9 | 85.82 | 5.22 | 5.22
30.5 | 3.5 | 3.5 | 86.9 | 6.3 | 6.3
32 | 5 | 5 | 89.6 | 9 | 9
33.1 | 6.1 | 6.1 | 91.58 | 10.98 | 10.98
34.2 | 7.2 | 7.2 | 93.56 | 12.96 | 12.96
35.3 | 8.3 | 8.3 | 95.54 | 14.94 | 14.94
36.3 | 9.3 | 9.3 | 97.34 | 16.74 | 16.74
37.2 | 10.2 | 10.2 | 98.96 | 18.36 | 18.36
37.2 | 10.2 | 10.2 | 98.96 | 18.36 | 18.36
36.7 | 9.7 | 9.7 | 98.06 | 17.46 | 17.46
36.7 | 9.7 | 9.7 | 98.06 | 17.46 | 17.46
36.1 | 9.1 | 9.1 | 96.98 | 16.38 | 16.38
35.1 | 8.1 | 8.1 | 95.18 | 14.58 | 14.58
34.2 | 7.2 | 7.2 | 93.56 | 12.96 | 12.96
33.4 | 6.4 | 6.4 | 92.12 | 11.52 | 11.52
32.7 | 5.7 | 5.7 | 90.86 | 10.26 | 10.26
32.1 | 5.1 | 5.1 | 89.78 | 9.18 | 9.18
31.7 | 4.7 | 4.7 | 89.06 | 8.46 | 8.46
31.7 | 4.7 | 4.7 | 89.06 | 8.46 | 8.46
31.5 | 4.5 | 4.5 | 88.7 | 8.1 | 8.1
31.3 | 4.3 | 4.3 | 88.34 | 7.74 | 7.74
30.7 | 3.7 | 3.7 | 87.26 | 6.66 | 6.66
30.7 | 3.7 | 3.7 | 87.26 | 6.66 | 6.66
30.3 | 3.3 | 3.3 | 86.54 | 5.94 | 5.94
30.3 | 3.3 | 3.3 | 86.54 | 5.94 | 5.94
30.7 | 3.7 | 3.7 | 87.26 | 6.66 | 6.66
32.2 | 5.2 | 5.2 | 89.96 | 9.36 | 9.36
33.1 | 6.1 | 6.1 | 91.58 | 10.98 | 10.98
34.6 | 7.6 | 7.6 | 94.28 | 13.68 | 13.68
35.3 | 8.3 | 8.3 | 95.54 | 14.94 | 14.94
36.3 | 9.3 | 9.3 | 97.34 | 16.74 | 16.74
36.4 | 9.4 | 9.4 | 97.52 | 16.92 | 16.92
37 | 10 | 10 | 98.6 | 18 | 18
36.7 | 9.7 | 9.7 | 98.06 | 17.46 | 17.46
36.3 | 9.3 | 9.3 | 97.34 | 16.74 | 16.74
35.5 | 8.5 | 8.5 | 95.9 | 15.3 | 15.3
34.3 | 7.3 | 7.3 | 93.74 | 13.14 | 13.14
33.3 | 6.3 | 6.3 | 91.94 | 11.34 | 11.34
32.9 | 5.9 | 5.9 | 91.22 | 10.62 | 10.62
32.8 | 5.8 | 5.8 | 91.04 | 10.44 | 10.44
32.7 | 5.7 | 5.7 | 90.86 | 10.26 | 10.26
32.3 | 5.3 | 5.3 | 90.14 | 9.54 | 9.54
31.8 | 4.8 | 4.8 | 89.24 | 8.64 | 8.64
31 | 4 | 4 | 87.8 | 7.2 | 7.2
30.7 | 3.7 | 3.7 | 87.26 | 6.66 | 6.66
30.3 | 3.3 | 3.3 | 86.54 | 5.94 | 5.94
30.2 | 3.2 | 3.2 | 86.36 | 5.76 | 5.76
30.2 | 3.2 | 3.2 | 86.36 | 5.76 | 5.76
30.1 | 3.1 | 3.1 | 86.18 | 5.58 | 5.58
30.5 | 3.5 | 3.5 | 86.9 | 6.3 | 6.3
31.7 | 4.7 | 4.7 | 89.06 | 8.46 | 8.46
32.7 | 5.7 | 5.7 | 90.86 | 10.26 | 10.26
33 | 6 | 6 | 91.4 | 10.8 | 10.8
33.6 | 6.6 | 6.6 | 92.48 | 11.88 | 11.88
33.9 | 6.9 | 6.9 | 93.02 | 12.42 | 12.42
34.4 | 7.4 | 7.4 | 93.92 | 13.32 | 13.32
35.3 | 8.3 | 8.3 | 95.54 | 14.94 | 14.94
35.2 | 8.2 | 8.2 | 95.36 | 14.76 | 14.76
34.4 | 7.4 | 7.4 | 93.92 | 13.32 | 13.32
33.9 | 6.9 | 6.9 | 93.02 | 12.42 | 12.42
33.1 | 6.1 | 6.1 | 91.58 | 10.98 | 10.98
32.5 | 5.5 | 5.5 | 90.5 | 9.9 | 9.9
32 | 5 | 5 | 89.6 | 9 | 9
31.8 | 4.8 | 4.8 | 89.24 | 8.64 | 8.64
31.6 | 4.6 | 4.6 | 88.88 | 8.28 | 8.28
31.3 | 4.3 | 4.3 | 88.34 | 7.74 | 7.74
30.6 | 3.6 | 3.6 | 87.08 | 6.48 | 6.48
30 | 3 | 3 | 86 | 5.4 | 5.4
29.6 | 2.6 | 2.6 | 85.28 | 4.68 | 4.68
29.6 | 2.6 | 2.6 | 85.28 | 4.68 | 4.68
29.1 | 2.1 | 2.1 | 84.38 | 3.78 | 3.78
28.2 | 1.2 | 1.2 | 82.76 | 2.16 | 2.16
28.1 | 1.1 | 1.1 | 82.58 | 1.98 | 1.98
28.6 | 1.6 | 1.6 | 83.48 | 2.88 | 2.88
29.9 | 2.9 | 2.9 | 85.82 | 5.22 | 5.22
30.7 | 3.7 | 3.7 | 87.26 | 6.66 | 6.66
31.2 | 4.2 | 4.2 | 88.16 | 7.56 | 7.56
30.7 | 3.7 | 3.7 | 87.26 | 6.66 | 6.66
30.2 | 3.2 | 3.2 | 86.36 | 5.76 | 5.76
27.6 | 0.6 | 0.6 | 81.68 | 1.08 | 1.08
26.2 | -0.8 | 0 | 79.16 | -1.44 | 0
26.2 | -0.8 | 0 | 79.16 | -1.44 | 0
26.1 | -0.9 | 0 | 78.98 | -1.62 | 0
26.2 | -0.8 | 0 | 79.16 | -1.44 | 0
26.5 | -0.5 | 0 | 79.7 | -0.9 | 0
26.7 | -0.3 | 0 | 80.06 | -0.54 | 0
26.7 | -0.3 | 0 | 80.06 | -0.54 | 0
26.9 | -0.1 | 0 | 80.42 | -0.18 | 0
26.9 | -0.1 | 0 | 80.42 | -0.18 | 0
26.9 | -0.1 | 0 | 80.42 | -0.18 | 0
26.9 | -0.1 | 0 | 80.42 | -0.18 | 0
26.9 | -0.1 | 0 | 80.42 | -0.18 | 0
26.9 | -0.1 | 0 | 80.42 | -0.18 | 0
26.7 | -0.3 | 0 | 80.06 | -0.54 | 0
26.7 | -0.3 | 0 | 80.06 | -0.54 | 0
26.8 | -0.2 | 0 | 80.24 | -0.36 | 0
26.8 | -0.2 | 0 | 80.24 | -0.36 | 0
27.2 | 0.2 | 0.2 | 80.96 | 0.36 | 0.36
27.8 | 0.8 | 0.8 | 82.04 | 1.44 | 1.44
28.6 | 1.6 | 1.6 | 83.48 | 2.88 | 2.88
30.1 | 3.1 | 3.1 | 86.18 | 5.58 | 5.58
30.3 | 3.3 | 3.3 | 86.54 | 5.94 | 5.94
31.6 | 4.6 | 4.6 | 88.88 | 8.28 | 8.28
28.1 | 1.1 | 1.1 | 82.58 | 1.98 | 1.98
28.5 | 1.5 | 1.5 | 83.3 | 2.7 | 2.7
29.1 | 2.1 | 2.1 | 84.38 | 3.78 | 3.78
28.7 | 1.7 | 1.7 | 83.66 | 3.06 | 3.06
28.6 | 1.6 | 1.6 | 83.48 | 2.88 | 2.88
28.4 | 1.4 | 1.4 | 83.12 | 2.52 | 2.52
28.2 | 1.2 | 1.2 | 82.76 | 2.16 | 2.16
28.1 | 1.1 | 1.1 | 82.58 | 1.98 | 1.98
28.1 | 1.1 | 1.1 | 82.58 | 1.98 | 1.98
28.1 | 1.1 | 1.1 | 82.58 | 1.98 | 1.98
28.1 | 1.1 | 1.1 | 82.58 | 1.98 | 1.98
28.1 | 1.1 | 1.1 | 82.58 | 1.98 | 1.98
28.1 | 1.1 | 1.1 | 82.58 | 1.98 | 1.98
28.1 | 1.1 | 1.1 | 82.58 | 1.98 | 1.98
28.1 | 1.1 | 1.1 | 82.58 | 1.98 | 1.98
28.1 | 1.1 | 1.1 | 82.58 | 1.98 | 1.98
28.1 | 1.1 | 1.1 | 82.58 | 1.98 | 1.98
28.1 | 1.1 | 1.1 | 82.58 | 1.98 | 1.98
28.6 | 1.6 | 1.6 | 83.48 | 2.88 | 2.88
30.2 | 3.2 | 3.2 | 86.36 | 5.76 | 5.76
31.3 | 4.3 | 4.3 | 88.34 | 7.74 | 7.74
32.1 | 5.1 | 5.1 | 89.78 | 9.18 | 9.18
31.5 | 4.5 | 4.5 | 88.7 | 8.1 | 8.1
30.5 | 3.5 | 3.5 | 86.9 | 6.3 | 6.3
32.6 | 5.6 | 5.6 | 90.68 | 10.08 | 10.08
32.9 | 5.9 | 5.9 | 91.22 | 10.62 | 10.62
33.1 | 6.1 | 6.1 | 91.58 | 10.98 | 10.98
32.8 | 5.8 | 5.8 | 91.04 | 10.44 | 10.44
32.6 | 5.6 | 5.6 | 90.68 | 10.08 | 10.08
31.6 | 4.6 | 4.6 | 88.88 | 8.28 | 8.28
30.8 | 3.8 | 3.8 | 87.44 | 6.84 | 6.84
30.6 | 3.6 | 3.6 | 87.08 | 6.48 | 6.48
30.5 | 3.5 | 3.5 | 86.9 | 6.3 | 6.3
30.1 | 3.1 | 3.1 | 86.18 | 5.58 | 5.58
30.1 | 3.1 | 3.1 | 86.18 | 5.58 | 5.58
29.6 | 2.6 | 2.6 | 85.28 | 4.68 | 4.68
29.1 | 2.1 | 2.1 | 84.38 | 3.78 | 3.78
28.8 | 1.8 | 1.8 | 83.84 | 3.24 | 3.24
28.6 | 1.6 | 1.6 | 83.48 | 2.88 | 2.88
28.4 | 1.4 | 1.4 | 83.12 | 2.52 | 2.52
28.5 | 1.5 | 1.5 | 83.3 | 2.7 | 2.7
28.6 | 1.6 | 1.6 | 83.48 | 2.88 | 2.88
29.5 | 2.5 | 2.5 | 85.1 | 4.5 | 4.5
31.1 | 4.1 | 4.1 | 87.98 | 7.38 | 7.38
32 | 5 | 5 | 89.6 | 9 | 9
33.4 | 6.4 | 6.4 | 92.12 | 11.52 | 11.52
33.8 | 6.8 | 6.8 | 92.84 | 12.24 | 12.24
34 | 7 | 7 | 93.2 | 12.6 | 12.6
34.5 | 7.5 | 7.5 | 94.1 | 13.5 | 13.5
35 | 8 | 8 | 95 | 14.4 | 14.4
35 | 8 | 8 | 95 | 14.4 | 14.4
34.5 | 7.5 | 7.5 | 94.1 | 13.5 | 13.5
34.1 | 7.1 | 7.1 | 93.38 | 12.78 | 12.78
33.2 | 6.2 | 6.2 | 91.76 | 11.16 | 11.16
32.5 | 5.5 | 5.5 | 90.5 | 9.9 | 9.9
32 | 5 | 5 | 89.6 | 9 | 9
31.5 | 4.5 | 4.5 | 88.7 | 8.1 | 8.1
31 | 4 | 4 | 87.8 | 7.2 | 7.2
30.5 | 3.5 | 3.5 | 86.9 | 6.3 | 6.3
30.4 | 3.4 | 3.4 | 86.72 | 6.12 | 6.12
30.3 | 3.3 | 3.3 | 86.54 | 5.94 | 5.94
30.3 | 3.3 | 3.3 | 86.54 | 5.94 | 5.94
30 | 3 | 3 | 86 | 5.4 | 5.4
29.5 | 2.5 | 2.5 | 85.1 | 4.5 | 4.5
29.3 | 2.3 | 2.3 | 84.74 | 4.14 | 4.14
29.3 | 2.3 | 2.3 | 84.74 | 4.14 | 4.14
29.5 | 2.5 | 2.5 | 85.1 | 4.5 | 4.5
30.6 | 3.6 | 3.6 | 87.08 | 6.48 | 6.48
31.8 | 4.8 | 4.8 | 89.24 | 8.64 | 8.64
33.1 | 6.1 | 6.1 | 91.58 | 10.98 | 10.98
33.2 | 6.2 | 6.2 | 91.76 | 11.16 | 11.16
34.5 | 7.5 | 7.5 | 94.1 | 13.5 | 13.5
33.1 | 6.1 | 6.1 | 91.58 | 10.98 | 10.98
32.4 | 5.4 | 5.4 | 90.32 | 9.72 | 9.72
26.2 | -0.8 | 0 | 79.16 | -1.44 | 0
27.1 | 0.1 | 0.1 | 80.78 | 0.18 | 0.18
27.9 | 0.9 | 0.9 | 82.22 | 1.62 | 1.62
27.9 | 0.9 | 0.9 | 82.22 | 1.62 | 1.62
27.6 | 0.6 | 0.6 | 81.68 | 1.08 | 1.08
27.6 | 0.6 | 0.6 | 81.68 | 1.08 | 1.08
27.7 | 0.7 | 0.7 | 81.86 | 1.26 | 1.26
27.9 | 0.9 | 0.9 | 82.22 | 1.62 | 1.62
27.9 | 0.9 | 0.9 | 82.22 | 1.62 | 1.62
28 | 1 | 1 | 82.4 | 1.8 | 1.8
28 | 1 | 1 | 82.4 | 1.8 | 1.8
28 | 1 | 1 | 82.4 | 1.8 | 1.8
28 | 1 | 1 | 82.4 | 1.8 | 1.8
28 | 1 | 1 | 82.4 | 1.8 | 1.8
27.6 | 0.6 | 0.6 | 81.68 | 1.08 | 1.08
27.7 | 0.7 | 0.7 | 81.86 | 1.26 | 1.26
28.1 | 1.1 | 1.1 | 82.58 | 1.98 | 1.98
29.7 | 2.7 | 2.7 | 85.46 | 4.86 | 4.86
30.9 | 3.9 | 3.9 | 87.62 | 7.02 | 7.02
31.7 | 4.7 | 4.7 | 89.06 | 8.46 | 8.46
31.9 | 4.9 | 4.9 | 89.42 | 8.82 | 8.82
33.3 | 6.3 | 6.3 | 91.94 | 11.34 | 11.34
33.2 | 6.2 | 6.2 | 91.76 | 11.16 | 11.16
33.8 | 6.8 | 6.8 | 92.84 | 12.24 | 12.24
33.5 | 6.5 | 6.5 | 92.3 | 11.7 | 11.7
33.3 | 6.3 | 6.3 | 91.94 | 11.34 | 11.34
33.3 | 6.3 | 6.3 | 91.94 | 11.34 | 11.34
32.5 | 5.5 | 5.5 | 90.5 | 9.9 | 9.9
30.1 | 3.1 | 3.1 | 86.18 | 5.58 | 5.58
29.3 | 2.3 | 2.3 | 84.74 | 4.14 | 4.14
27.8 | 0.8 | 0.8 | 82.04 | 1.44 | 1.44
23.8 | -3.2 | 0 | 74.84 | -5.76 | 0
23.9 | -3.1 | 0 | 75.02 | -5.58 | 0
23.8 | -3.2 | 0 | 74.84 | -5.76 | 0
23.8 | -3.2 | 0 | 74.84 | -5.76 | 0
23.8 | -3.2 | 0 | 74.84 | -5.76 | 0
24.3 | -2.7 | 0 | 75.74 | -4.86 | 0
24.3 | -2.7 | 0 | 75.74 | -4.86 | 0
24.3 | -2.7 | 0 | 75.74 | -4.86 | 0
24.3 | -2.7 | 0 | 75.74 | -4.86 | 0
24.4 | -2.6 | 0 | 75.92 | -4.68 | 0
25.5 | -1.5 | 0 | 77.9 | -2.7 | 0
25.6 | -1.4 | 0 | 78.08 | -2.52 | 0
26 | -1 | 0 | 78.8 | -1.8 | 0
26.4 | -0.6 | 0 | 79.52 | -1.08 | 0
27.1 | 0.1 | 0.1 | 80.78 | 0.18 | 0.18
28 | 1 | 1 | 82.4 | 1.8 | 1.8
28.5 | 1.5 | 1.5 | 83.3 | 2.7 | 2.7
28.5 | 1.5 | 1.5 | 83.3 | 2.7 | 2.7
28.9 | 1.9 | 1.9 | 84.02 | 3.42 | 3.42
29.5 | 2.5 | 2.5 | 85.1 | 4.5 | 4.5
29.5 | 2.5 | 2.5 | 85.1 | 4.5 | 4.5
29 | 2 | 2 | 84.2 | 3.6 | 3.6
28.6 | 1.6 | 1.6 | 83.48 | 2.88 | 2.88
28.3 | 1.3 | 1.3 | 82.94 | 2.34 | 2.34
28.3 | 1.3 | 1.3 | 82.94 | 2.34 | 2.34
28.1 | 1.1 | 1.1 | 82.58 | 1.98 | 1.98
28 | 1 | 1 | 82.4 | 1.8 | 1.8
28 | 1 | 1 | 82.4 | 1.8 | 1.8
27.5 | 0.5 | 0.5 | 81.5 | 0.9 | 0.9
27.2 | 0.2 | 0.2 | 80.96 | 0.36 | 0.36
27.1 | 0.1 | 0.1 | 80.78 | 0.18 | 0.18
27 | 0 | 0 | 80.6 | 0 | 0
27 | 0 | 0 | 80.6 | 0 | 0
27.5 | 0.5 | 0.5 | 81.5 | 0.9 | 0.9
28.9 | 1.9 | 1.9 | 84.02 | 3.42 | 3.42
30 | 3 | 3 | 86 | 5.4 | 5.4
31 | 4 | 4 | 87.8 | 7.2 | 7.2
31.6 | 4.6 | 4.6 | 88.88 | 8.28 | 8.28
32.3 | 5.3 | 5.3 | 90.14 | 9.54 | 9.54
33 | 6 | 6 | 91.4 | 10.8 | 10.8
33.3 | 6.3 | 6.3 | 91.94 | 11.34 | 11.34
33.6 | 6.6 | 6.6 | 92.48 | 11.88 | 11.88
33.2 | 6.2 | 6.2 | 91.76 | 11.16 | 11.16
32.8 | 5.8 | 5.8 | 91.04 | 10.44 | 10.44
32.1 | 5.1 | 5.1 | 89.78 | 9.18 | 9.18
31.2 | 4.2 | 4.2 | 88.16 | 7.56 | 7.56
30.6 | 3.6 | 3.6 | 87.08 | 6.48 | 6.48
30.1 | 3.1 | 3.1 | 86.18 | 5.58 | 5.58
30 | 3 | 3 | 86 | 5.4 | 5.4
29.6 | 2.6 | 2.6 | 85.28 | 4.68 | 4.68
29.1 | 2.1 | 2.1 | 84.38 | 3.78 | 3.78
28.7 | 1.7 | 1.7 | 83.66 | 3.06 | 3.06
28.2 | 1.2 | 1.2 | 82.76 | 2.16 | 2.16
27.8 | 0.8 | 0.8 | 82.04 | 1.44 | 1.44
27.7 | 0.7 | 0.7 | 81.86 | 1.26 | 1.26
27.6 | 0.6 | 0.6 | 81.68 | 1.08 | 1.08
27.1 | 0.1 | 0.1 | 80.78 | 0.18 | 0.18
27.3 | 0.3 | 0.3 | 81.14 | 0.54 | 0.54
28.8 | 1.8 | 1.8 | 83.84 | 3.24 | 3.24
30.1 | 3.1 | 3.1 | 86.18 | 5.58 | 5.58
31.1 | 4.1 | 4.1 | 87.98 | 7.38 | 7.38
31.6 | 4.6 | 4.6 | 88.88 | 8.28 | 8.28
31.9 | 4.9 | 4.9 | 89.42 | 8.82 | 8.82
32.1 | 5.1 | 5.1 | 89.78 | 9.18 | 9.18
32.4 | 5.4 | 5.4 | 90.32 | 9.72 | 9.72
32.4 | 5.4 | 5.4 | 90.32 | 9.72 | 9.72
31.6 | 4.6 | 4.6 | 88.88 | 8.28 | 8.28
31.1 | 4.1 | 4.1 | 87.98 | 7.38 | 7.38
30.6 | 3.6 | 3.6 | 87.08 | 6.48 | 6.48
30 | 3 | 3 | 86 | 5.4 | 5.4
29.6 | 2.6 | 2.6 | 85.28 | 4.68 | 4.68
29.2 | 2.2 | 2.2 | 84.56 | 3.96 | 3.96
29.1 | 2.1 | 2.1 | 84.38 | 3.78 | 3.78
28.6 | 1.6 | 1.6 | 83.48 | 2.88 | 2.88
28.4 | 1.4 | 1.4 | 83.12 | 2.52 | 2.52
28.1 | 1.1 | 1.1 | 82.58 | 1.98 | 1.98
28 | 1 | 1 | 82.4 | 1.8 | 1.8
27.6 | 0.6 | 0.6 | 81.68 | 1.08 | 1.08
27.6 | 0.6 | 0.6 | 81.68 | 1.08 | 1.08
27.6 | 0.6 | 0.6 | 81.68 | 1.08 | 1.08
27.6 | 0.6 | 0.6 | 81.68 | 1.08 | 1.08
28 | 1 | 1 | 82.4 | 1.8 | 1.8
28.8 | 1.8 | 1.8 | 83.84 | 3.24 | 3.24
28.9 | 1.9 | 1.9 | 84.02 | 3.42 | 3.42
30.5 | 3.5 | 3.5 | 86.9 | 6.3 | 6.3
31.1 | 4.1 | 4.1 | 87.98 | 7.38 | 7.38
32.2 | 5.2 | 5.2 | 89.96 | 9.36 | 9.36
29.5 | 2.5 | 2.5 | 85.1 | 4.5 | 4.5
28 | 1 | 1 | 82.4 | 1.8 | 1.8
27.6 | 0.6 | 0.6 | 81.68 | 1.08 | 1.08
26.6 | -0.4 | 0 | 79.88 | -0.72 | 0
26.1 | -0.9 | 0 | 78.98 | -1.62 | 0
26.2 | -0.8 | 0 | 79.16 | -1.44 | 0
26.4 | -0.6 | 0 | 79.52 | -1.08 | 0
26.5 | -0.5 | 0 | 79.7 | -0.9 | 0
26.5 | -0.5 | 0 | 79.7 | -0.9 | 0
26.5 | -0.5 | 0 | 79.7 | -0.9 | 0
26.4 | -0.6 | 0 | 79.52 | -1.08 | 0
26.3 | -0.7 | 0 | 79.34 | -1.26 | 0
26.3 | -0.7 | 0 | 79.34 | -1.26 | 0
26.3 | -0.7 | 0 | 79.34 | -1.26 | 0
26.3 | -0.7 | 0 | 79.34 | -1.26 | 0
26.3 | -0.7 | 0 | 79.34 | -1.26 | 0
26.3 | -0.7 | 0 | 79.34 | -1.26 | 0
26.4 | -0.6 | 0 | 79.52 | -1.08 | 0
26.5 | -0.5 | 0 | 79.7 | -0.9 | 0
27.5 | 0.5 | 0.5 | 81.5 | 0.9 | 0.9
28.2 | 1.2 | 1.2 | 82.76 | 2.16 | 2.16
30.2 | 3.2 | 3.2 | 86.36 | 5.76 | 5.76
31.2 | 4.2 | 4.2 | 88.16 | 7.56 | 7.56
32.4 | 5.4 | 5.4 | 90.32 | 9.72 | 9.72
30.2 | 3.2 | 3.2 | 86.36 | 5.76 | 5.76
30.3 | 3.3 | 3.3 | 86.54 | 5.94 | 5.94
28.2 | 1.2 | 1.2 | 82.76 | 2.16 | 2.16
26.2 | -0.8 | 0 | 79.16 | -1.44 | 0
26.2 | -0.8 | 0 | 79.16 | -1.44 | 0
26.2 | -0.8 | 0 | 79.16 | -1.44 | 0
26.2 | -0.8 | 0 | 79.16 | -1.44 | 0
26.2 | -0.8 | 0 | 79.16 | -1.44 | 0
26.2 | -0.8 | 0 | 79.16 | -1.44 | 0
26.1 | -0.9 | 0 | 78.98 | -1.62 | 0
26.1 | -0.9 | 0 | 78.98 | -1.62 | 0
25.9 | -1.1 | 0 | 78.62 | -1.98 | 0
25.7 | -1.3 | 0 | 78.26 | -2.34 | 0
25.7 | -1.3 | 0 | 78.26 | -2.34 | 0
25.7 | -1.3 | 0 | 78.26 | -2.34 | 0
25.6 | -1.4 | 0 | 78.08 | -2.52 | 0
25.6 | -1.4 | 0 | 78.08 | -2.52 | 0
25.7 | -1.3 | 0 | 78.26 | -2.34 | 0
25.8 | -1.2 | 0 | 78.44 | -2.16 | 0
27.8 | 0.8 | 0.8 | 82.04 | 1.44 | 1.44
29.5 | 2.5 | 2.5 | 85.1 | 4.5 | 4.5
30.3 | 3.3 | 3.3 | 86.54 | 5.94 | 5.94
31.9 | 4.9 | 4.9 | 89.42 | 8.82 | 8.82
30.4 | 3.4 | 3.4 | 86.72 | 6.12 | 6.12
27.4 | 0.4 | 0.4 | 81.32 | 0.72 | 0.72
28 | 1 | 1 | 82.4 | 1.8 | 1.8
28 | 1 | 1 | 82.4 | 1.8 | 1.8
28.8 | 1.8 | 1.8 | 83.84 | 3.24 | 3.24
28.6 | 1.6 | 1.6 | 83.48 | 2.88 | 2.88
28 | 1 | 1 | 82.4 | 1.8 | 1.8
27.8 | 0.8 | 0.8 | 82.04 | 1.44 | 1.44
27.5 | 0.5 | 0.5 | 81.5 | 0.9 | 0.9
27.3 | 0.3 | 0.3 | 81.14 | 0.54 | 0.54
27.2 | 0.2 | 0.2 | 80.96 | 0.36 | 0.36
26.8 | -0.2 | 0 | 80.24 | -0.36 | 0
26.8 | -0.2 | 0 | 80.24 | -0.36 | 0
26.6 | -0.4 | 0 | 79.88 | -0.72 | 0
26.4 | -0.6 | 0 | 79.52 | -1.08 | 0
26.3 | -0.7 | 0 | 79.34 | -1.26 | 0
26.3 | -0.7 | 0 | 79.34 | -1.26 | 0
26.2 | -0.8 | 0 | 79.16 | -1.44 | 0
26.3 | -0.7 | 0 | 79.34 | -1.26 | 0
26.8 | -0.2 | 0 | 80.24 | -0.36 | 0
28.6 | 1.6 | 1.6 | 83.48 | 2.88 | 2.88
28.9 | 1.9 | 1.9 | 84.02 | 3.42 | 3.42
29.9 | 2.9 | 2.9 | 85.82 | 5.22 | 5.22
30.8 | 3.8 | 3.8 | 87.44 | 6.84 | 6.84
31.5 | 4.5 | 4.5 | 88.7 | 8.1 | 8.1
30.5 | 3.5 | 3.5 | 86.9 | 6.3 | 6.3
29.5 | 2.5 | 2.5 | 85.1 | 4.5 | 4.5
29.5 | 2.5 | 2.5 | 85.1 | 4.5 | 4.5
28.7 | 1.7 | 1.7 | 83.66 | 3.06 | 3.06
27.8 | 0.8 | 0.8 | 82.04 | 1.44 | 1.44
27.5 | 0.5 | 0.5 | 81.5 | 0.9 | 0.9
26.8 | -0.2 | 0 | 80.24 | -0.36 | 0
26.7 | -0.3 | 0 | 80.06 | -0.54 | 0
26.7 | -0.3 | 0 | 80.06 | -0.54 | 0
26.6 | -0.4 | 0 | 79.88 | -0.72 | 0
26.5 | -0.5 | 0 | 79.7 | -0.9 | 0
26.4 | -0.6 | 0 | 79.52 | -1.08 | 0
26 | -1 | 0 | 78.8 | -1.8 | 0
25.9 | -1.1 | 0 | 78.62 | -1.98 | 0
26 | -1 | 0 | 78.8 | -1.8 | 0
26 | -1 | 0 | 78.8 | -1.8 | 0
26 | -1 | 0 | 78.8 | -1.8 | 0
26 | -1 | 0 | 78.8 | -1.8 | 0
26.5 | -0.5 | 0 | 79.7 | -0.9 | 0
27.9 | 0.9 | 0.9 | 82.22 | 1.62 | 1.62
30 | 3 | 3 | 86 | 5.4 | 5.4
31.4 | 4.4 | 4.4 | 88.52 | 7.92 | 7.92
31.7 | 4.7 | 4.7 | 89.06 | 8.46 | 8.46
30 | 3 | 3 | 86 | 5.4 | 5.4
28.4 | 1.4 | 1.4 | 83.12 | 2.52 | 2.52
28.9 | 1.9 | 1.9 | 84.02 | 3.42 | 3.42
29.3 | 2.3 | 2.3 | 84.74 | 4.14 | 4.14
28.9 | 1.9 | 1.9 | 84.02 | 3.42 | 3.42
28.3 | 1.3 | 1.3 | 82.94 | 2.34 | 2.34
28.2 | 1.2 | 1.2 | 82.76 | 2.16 | 2.16
27.8 | 0.8 | 0.8 | 82.04 | 1.44 | 1.44
27.4 | 0.4 | 0.4 | 81.32 | 0.72 | 0.72
26.9 | -0.1 | 0 | 80.42 | -0.18 | 0
26.6 | -0.4 | 0 | 79.88 | -0.72 | 0
26.4 | -0.6 | 0 | 79.52 | -1.08 | 0
26.4 | -0.6 | 0 | 79.52 | -1.08 | 0
26.4 | -0.6 | 0 | 79.52 | -1.08 | 0
26.3 | -0.7 | 0 | 79.34 | -1.26 | 0
26.2 | -0.8 | 0 | 79.16 | -1.44 | 0
26.2 | -0.8 | 0 | 79.16 | -1.44 | 0
26.1 | -0.9 | 0 | 78.98 | -1.62 | 0
26.2 | -0.8 | 0 | 79.16 | -1.44 | 0
26.9 | -0.1 | 0 | 80.42 | -0.18 | 0
29.3 | 2.3 | 2.3 | 84.74 | 4.14 | 4.14
31.1 | 4.1 | 4.1 | 87.98 | 7.38 | 7.38
32.3 | 5.3 | 5.3 | 90.14 | 9.54 | 9.54
33.8 | 6.8 | 6.8 | 92.84 | 12.24 | 12.24
34.3 | 7.3 | 7.3 | 93.74 | 13.14 | 13.14
34.3 | 7.3 | 7.3 | 93.74 | 13.14 | 13.14
34.9 | 7.9 | 7.9 | 94.82 | 14.22 | 14.22
34.3 | 7.3 | 7.3 | 93.74 | 13.14 | 13.14
34.3 | 7.3 | 7.3 | 93.74 | 13.14 | 13.14
33.8 | 6.8 | 6.8 | 92.84 | 12.24 | 12.24
32.8 | 5.8 | 5.8 | 91.04 | 10.44 | 10.44
31.8 | 4.8 | 4.8 | 89.24 | 8.64 | 8.64
31.3 | 4.3 | 4.3 | 88.34 | 7.74 | 7.74
30.8 | 3.8 | 3.8 | 87.44 | 6.84 | 6.84
30.3 | 3.3 | 3.3 | 86.54 | 5.94 | 5.94
29.9 | 2.9 | 2.9 | 85.82 | 5.22 | 5.22
29.8 | 2.8 | 2.8 | 85.64 | 5.04 | 5.04
29.6 | 2.6 | 2.6 | 85.28 | 4.68 | 4.68
29.3 | 2.3 | 2.3 | 84.74 | 4.14 | 4.14
29.1 | 2.1 | 2.1 | 84.38 | 3.78 | 3.78
30 | 3 | 3 | 86 | 5.4 | 5.4
28.8 | 1.8 | 1.8 | 83.84 | 3.24 | 3.24
28.8 | 1.8 | 1.8 | 83.84 | 3.24 | 3.24
29.3 | 2.3 | 2.3 | 84.74 | 4.14 | 4.14
31.1 | 4.1 | 4.1 | 87.98 | 7.38 | 7.38
32.1 | 5.1 | 5.1 | 89.78 | 9.18 | 9.18
32.7 | 5.7 | 5.7 | 90.86 | 10.26 | 10.26
33.1 | 6.1 | 6.1 | 91.58 | 10.98 | 10.98
33.8 | 6.8 | 6.8 | 92.84 | 12.24 | 12.24
34.1 | 7.1 | 7.1 | 93.38 | 12.78 | 12.78
34.5 | 7.5 | 7.5 | 94.1 | 13.5 | 13.5
29.1 | 2.1 | 2.1 | 84.38 | 3.78 | 3.78
26.6 | -0.4 | 0 | 79.88 | -0.72 | 0
26.6 | -0.4 | 0 | 79.88 | -0.72 | 0
26.6 | -0.4 | 0 | 79.88 | -0.72 | 0
26.6 | -0.4 | 0 | 79.88 | -0.72 | 0
26.6 | -0.4 | 0 | 79.88 | -0.72 | 0
26.6 | -0.4 | 0 | 79.88 | -0.72 | 0
26.6 | -0.4 | 0 | 79.88 | -0.72 | 0
26.6 | -0.4 | 0 | 79.88 | -0.72 | 0
26.6 | -0.4 | 0 | 79.88 | -0.72 | 0
26.6 | -0.4 | 0 | 79.88 | -0.72 | 0
26.6 | -0.4 | 0 | 79.88 | -0.72 | 0
26.6 | -0.4 | 0 | 79.88 | -0.72 | 0
26.6 | -0.4 | 0 | 79.88 | -0.72 | 0
26.6 | -0.4 | 0 | 79.88 | -0.72 | 0
26.7 | -0.3 | 0 | 80.06 | -0.54 | 0
27.5 | 0.5 | 0.5 | 81.5 | 0.9 | 0.9
29.2 | 2.2 | 2.2 | 84.56 | 3.96 | 3.96
30.5 | 3.5 | 3.5 | 86.9 | 6.3 | 6.3
31.9 | 4.9 | 4.9 | 89.42 | 8.82 | 8.82
33 | 6 | 6 | 91.4 | 10.8 | 10.8
33.5 | 6.5 | 6.5 | 92.3 | 11.7 | 11.7
34 | 7 | 7 | 93.2 | 12.6 | 12.6
33.1 | 6.1 | 6.1 | 91.58 | 10.98 | 10.98
32 | 5 | 5 | 89.6 | 9 | 9
32 | 5 | 5 | 89.6 | 9 | 9
32 | 5 | 5 | 89.6 | 9 | 9
31.2 | 4.2 | 4.2 | 88.16 | 7.56 | 7.56
30.5 | 3.5 | 3.5 | 86.9 | 6.3 | 6.3
30.2 | 3.2 | 3.2 | 86.36 | 5.76 | 5.76
30 | 3 | 3 | 86 | 5.4 | 5.4
29.7 | 2.7 | 2.7 | 85.46 | 4.86 | 4.86
29.5 | 2.5 | 2.5 | 85.1 | 4.5 | 4.5
29.3 | 2.3 | 2.3 | 84.74 | 4.14 | 4.14
29.3 | 2.3 | 2.3 | 84.74 | 4.14 | 4.14
29 | 2 | 2 | 84.2 | 3.6 | 3.6
29 | 2 | 2 | 84.2 | 3.6 | 3.6
28.9 | 1.9 | 1.9 | 84.02 | 3.42 | 3.42
28.8 | 1.8 | 1.8 | 83.84 | 3.24 | 3.24
28.8 | 1.8 | 1.8 | 83.84 | 3.24 | 3.24
29.5 | 2.5 | 2.5 | 85.1 | 4.5 | 4.5
30.6 | 3.6 | 3.6 | 87.08 | 6.48 | 6.48
31.9 | 4.9 | 4.9 | 89.42 | 8.82 | 8.82
32.4 | 5.4 | 5.4 | 90.32 | 9.72 | 9.72
34 | 7 | 7 | 93.2 | 12.6 | 12.6
34.7 | 7.7 | 7.7 | 94.46 | 13.86 | 13.86
35 | 8 | 8 | 95 | 14.4 | 14.4
33.9 | 6.9 | 6.9 | 93.02 | 12.42 | 12.42
34.4 | 7.4 | 7.4 | 93.92 | 13.32 | 13.32
34.4 | 7.4 | 7.4 | 93.92 | 13.32 | 13.32
33.9 | 6.9 | 6.9 | 93.02 | 12.42 | 12.42
32.4 | 5.4 | 5.4 | 90.32 | 9.72 | 9.72
31.8 | 4.8 | 4.8 | 89.24 | 8.64 | 8.64
31.4 | 4.4 | 4.4 | 88.52 | 7.92 | 7.92
30.8 | 3.8 | 3.8 | 87.44 | 6.84 | 6.84
30.4 | 3.4 | 3.4 | 86.72 | 6.12 | 6.12
30.3 | 3.3 | 3.3 | 86.54 | 5.94 | 5.94
30 | 3 | 3 | 86 | 5.4 | 5.4
29.8 | 2.8 | 2.8 | 85.64 | 5.04 | 5.04
29.4 | 2.4 | 2.4 | 84.92 | 4.32 | 4.32
29.3 | 2.3 | 2.3 | 84.74 | 4.14 | 4.14
29.2 | 2.2 | 2.2 | 84.56 | 3.96 | 3.96
28.9 | 1.9 | 1.9 | 84.02 | 3.42 | 3.42
28.9 | 1.9 | 1.9 | 84.02 | 3.42 | 3.42
29.2 | 2.2 | 2.2 | 84.56 | 3.96 | 3.96
31.3 | 4.3 | 4.3 | 88.34 | 7.74 | 7.74
31.8 | 4.8 | 4.8 | 89.24 | 8.64 | 8.64
33.1 | 6.1 | 6.1 | 91.58 | 10.98 | 10.98
33.8 | 6.8 | 6.8 | 92.84 | 12.24 | 12.24
34.4 | 7.4 | 7.4 | 93.92 | 13.32 | 13.32
34.7 | 7.7 | 7.7 | 94.46 | 13.86 | 13.86
34.8 | 7.8 | 7.8 | 94.64 | 14.04 | 14.04
34.9 | 7.9 | 7.9 | 94.82 | 14.22 | 14.22
34.8 | 7.8 | 7.8 | 94.64 | 14.04 | 14.04
33.6 | 6.6 | 6.6 | 92.48 | 11.88 | 11.88
32.7 | 5.7 | 5.7 | 90.86 | 10.26 | 10.26
32.3 | 5.3 | 5.3 | 90.14 | 9.54 | 9.54
31.8 | 4.8 | 4.8 | 89.24 | 8.64 | 8.64
31.3 | 4.3 | 4.3 | 88.34 | 7.74 | 7.74
30 | 3 | 3 | 86 | 5.4 | 5.4
29.3 | 2.3 | 2.3 | 84.74 | 4.14 | 4.14
29 | 2 | 2 | 84.2 | 3.6 | 3.6
28.8 | 1.8 | 1.8 | 83.84 | 3.24 | 3.24
28.8 | 1.8 | 1.8 | 83.84 | 3.24 | 3.24
28.5 | 1.5 | 1.5 | 83.3 | 2.7 | 2.7
28.3 | 1.3 | 1.3 | 82.94 | 2.34 | 2.34
28 | 1 | 1 | 82.4 | 1.8 | 1.8
28 | 1 | 1 | 82.4 | 1.8 | 1.8
28.4 | 1.4 | 1.4 | 83.12 | 2.52 | 2.52
29.9 | 2.9 | 2.9 | 85.82 | 5.22 | 5.22
31 | 4 | 4 | 87.8 | 7.2 | 7.2
31.4 | 4.4 | 4.4 | 88.52 | 7.92 | 7.92
33.2 | 6.2 | 6.2 | 91.76 | 11.16 | 11.16
33.8 | 6.8 | 6.8 | 92.84 | 12.24 | 12.24
33.9 | 6.9 | 6.9 | 93.02 | 12.42 | 12.42
34.5 | 7.5 | 7.5 | 94.1 | 13.5 | 13.5
34.9 | 7.9 | 7.9 | 94.82 | 14.22 | 14.22
27.9 | 0.9 | 0.9 | 82.22 | 1.62 | 1.62
28.8 | 1.8 | 1.8 | 83.84 | 3.24 | 3.24
28.6 | 1.6 | 1.6 | 83.48 | 2.88 | 2.88
28.9 | 1.9 | 1.9 | 84.02 | 3.42 | 3.42
29.3 | 2.3 | 2.3 | 84.74 | 4.14 | 4.14
29.4 | 2.4 | 2.4 | 84.92 | 4.32 | 4.32
29.1 | 2.1 | 2.1 | 84.38 | 3.78 | 3.78
28.9 | 1.9 | 1.9 | 84.02 | 3.42 | 3.42
28.9 | 1.9 | 1.9 | 84.02 | 3.42 | 3.42
28.7 | 1.7 | 1.7 | 83.66 | 3.06 | 3.06
28.4 | 1.4 | 1.4 | 83.12 | 2.52 | 2.52
28.4 | 1.4 | 1.4 | 83.12 | 2.52 | 2.52
28.4 | 1.4 | 1.4 | 83.12 | 2.52 | 2.52
28.1 | 1.1 | 1.1 | 82.58 | 1.98 | 1.98
28.1 | 1.1 | 1.1 | 82.58 | 1.98 | 1.98
28.4 | 1.4 | 1.4 | 83.12 | 2.52 | 2.52
30.5 | 3.5 | 3.5 | 86.9 | 6.3 | 6.3
30.5 | 3.5 | 3.5 | 86.9 | 6.3 | 6.3
31.4 | 4.4 | 4.4 | 88.52 | 7.92 | 7.92
32.1 | 5.1 | 5.1 | 89.78 | 9.18 | 9.18
32.8 | 5.8 | 5.8 | 91.04 | 10.44 | 10.44
33.3 | 6.3 | 6.3 | 91.94 | 11.34 | 11.34
32.9 | 5.9 | 5.9 | 91.22 | 10.62 | 10.62
31.3 | 4.3 | 4.3 | 88.34 | 7.74 | 7.74
32.5 | 5.5 | 5.5 | 90.5 | 9.9 | 9.9
32.3 | 5.3 | 5.3 | 90.14 | 9.54 | 9.54
31.3 | 4.3 | 4.3 | 88.34 | 7.74 | 7.74
30.7 | 3.7 | 3.7 | 87.26 | 6.66 | 6.66
30.3 | 3.3 | 3.3 | 86.54 | 5.94 | 5.94
30.1 | 3.1 | 3.1 | 86.18 | 5.58 | 5.58
30.2 | 3.2 | 3.2 | 86.36 | 5.76 | 5.76
29.8 | 2.8 | 2.8 | 85.64 | 5.04 | 5.04
29.8 | 2.8 | 2.8 | 85.64 | 5.04 | 5.04
29.7 | 2.7 | 2.7 | 85.46 | 4.86 | 4.86
29.3 | 2.3 | 2.3 | 84.74 | 4.14 | 4.14
29.1 | 2.1 | 2.1 | 84.38 | 3.78 | 3.78
29 | 2 | 2 | 84.2 | 3.6 | 3.6
28.9 | 1.9 | 1.9 | 84.02 | 3.42 | 3.42
28.8 | 1.8 | 1.8 | 83.84 | 3.24 | 3.24
29.2 | 2.2 | 2.2 | 84.56 | 3.96 | 3.96
27.6 | 0.6 | 0.6 | 81.68 | 1.08 | 1.08
28.1 | 1.1 | 1.1 | 82.58 | 1.98 | 1.98
29.1 | 2.1 | 2.1 | 84.38 | 3.78 | 3.78
33.1 | 6.1 | 6.1 | 91.58 | 10.98 | 10.98
33.1 | 6.1 | 6.1 | 91.58 | 10.98 | 10.98
33.6 | 6.6 | 6.6 | 92.48 | 11.88 | 11.88
33.6 | 6.6 | 6.6 | 92.48 | 11.88 | 11.88
33.6 | 6.6 | 6.6 | 92.48 | 11.88 | 11.88
33.7 | 6.7 | 6.7 | 92.66 | 12.06 | 12.06
33.2 | 6.2 | 6.2 | 91.76 | 11.16 | 11.16
32.6 | 5.6 | 5.6 | 90.68 | 10.08 | 10.08
32 | 5 | 5 | 89.6 | 9 | 9
30.9 | 3.9 | 3.9 | 87.62 | 7.02 | 7.02
30.5 | 3.5 | 3.5 | 86.9 | 6.3 | 6.3
30.1 | 3.1 | 3.1 | 86.18 | 5.58 | 5.58
29.4 | 2.4 | 2.4 | 84.92 | 4.32 | 4.32
29.3 | 2.3 | 2.3 | 84.74 | 4.14 | 4.14
28.6 | 1.6 | 1.6 | 83.48 | 2.88 | 2.88
27.9 | 0.9 | 0.9 | 82.22 | 1.62 | 1.62
27.8 | 0.8 | 0.8 | 82.04 | 1.44 | 1.44
27.6 | 0.6 | 0.6 | 81.68 | 1.08 | 1.08
27.7 | 0.7 | 0.7 | 81.86 | 1.26 | 1.26
27.7 | 0.7 | 0.7 | 81.86 | 1.26 | 1.26
27.8 | 0.8 | 0.8 | 82.04 | 1.44 | 1.44
28.5 | 1.5 | 1.5 | 83.3 | 2.7 | 2.7
29.2 | 2.2 | 2.2 | 84.56 | 3.96 | 3.96
30.5 | 3.5 | 3.5 | 86.9 | 6.3 | 6.3
30.8 | 3.8 | 3.8 | 87.44 | 6.84 | 6.84
31.2 | 4.2 | 4.2 | 88.16 | 7.56 | 7.56
31.5 | 4.5 | 4.5 | 88.7 | 8.1 | 8.1
32.7 | 5.7 | 5.7 | 90.86 | 10.26 | 10.26
32.5 | 5.5 | 5.5 | 90.5 | 9.9 | 9.9
32.4 | 5.4 | 5.4 | 90.32 | 9.72 | 9.72
32.4 | 5.4 | 5.4 | 90.32 | 9.72 | 9.72
31.5 | 4.5 | 4.5 | 88.7 | 8.1 | 8.1
30.7 | 3.7 | 3.7 | 87.26 | 6.66 | 6.66
30 | 3 | 3 | 86 | 5.4 | 5.4
29.8 | 2.8 | 2.8 | 85.64 | 5.04 | 5.04
29.5 | 2.5 | 2.5 | 85.1 | 4.5 | 4.5
29.3 | 2.3 | 2.3 | 84.74 | 4.14 | 4.14
29.5 | 2.5 | 2.5 | 85.1 | 4.5 | 4.5
29 | 2 | 2 | 84.2 | 3.6 | 3.6
29 | 2 | 2 | 84.2 | 3.6 | 3.6
28.9 | 1.9 | 1.9 | 84.02 | 3.42 | 3.42
29 | 2 | 2 | 84.2 | 3.6 | 3.6
28.5 | 1.5 | 1.5 | 83.3 | 2.7 | 2.7
28.3 | 1.3 | 1.3 | 82.94 | 2.34 | 2.34
28.3 | 1.3 | 1.3 | 82.94 | 2.34 | 2.34
28.3 | 1.3 | 1.3 | 82.94 | 2.34 | 2.34
28.3 | 1.3 | 1.3 | 82.94 | 2.34 | 2.34
28.3 | 1.3 | 1.3 | 82.94 | 2.34 | 2.34
29.3 | 2.3 | 2.3 | 84.74 | 4.14 | 4.14
30.2 | 3.2 | 3.2 | 86.36 | 5.76 | 5.76
30.6 | 3.6 | 3.6 | 87.08 | 6.48 | 6.48
30.5 | 3.5 | 3.5 | 86.9 | 6.3 | 6.3
30.4 | 3.4 | 3.4 | 86.72 | 6.12 | 6.12
30.3 | 3.3 | 3.3 | 86.54 | 5.94 | 5.94
29.5 | 2.5 | 2.5 | 85.1 | 4.5 | 4.5
29.5 | 2.5 | 2.5 | 85.1 | 4.5 | 4.5
29.3 | 2.3 | 2.3 | 84.74 | 4.14 | 4.14
28.6 | 1.6 | 1.6 | 83.48 | 2.88 | 2.88
28.3 | 1.3 | 1.3 | 82.94 | 2.34 | 2.34
28 | 1 | 1 | 82.4 | 1.8 | 1.8
28 | 1 | 1 | 82.4 | 1.8 | 1.8
27.8 | 0.8 | 0.8 | 82.04 | 1.44 | 1.44
27.7 | 0.7 | 0.7 | 81.86 | 1.26 | 1.26
27.7 | 0.7 | 0.7 | 81.86 | 1.26 | 1.26
27.5 | 0.5 | 0.5 | 81.5 | 0.9 | 0.9
27.6 | 0.6 | 0.6 | 81.68 | 1.08 | 1.08
27.1 | 0.1 | 0.1 | 80.78 | 0.18 | 0.18
27.1 | 0.1 | 0.1 | 80.78 | 0.18 | 0.18
27.2 | 0.2 | 0.2 | 80.96 | 0.36 | 0.36
28.4 | 1.4 | 1.4 | 83.12 | 2.52 | 2.52
28.9 | 1.9 | 1.9 | 84.02 | 3.42 | 3.42
29.2 | 2.2 | 2.2 | 84.56 | 3.96 | 3.96
29.9 | 2.9 | 2.9 | 85.82 | 5.22 | 5.22
30.4 | 3.4 | 3.4 | 86.72 | 6.12 | 6.12
30.9 | 3.9 | 3.9 | 87.62 | 7.02 | 7.02
31.6 | 4.6 | 4.6 | 88.88 | 8.28 | 8.28
31.4 | 4.4 | 4.4 | 88.52 | 7.92 | 7.92
31.3 | 4.3 | 4.3 | 88.34 | 7.74 | 7.74
31.4 | 4.4 | 4.4 | 88.52 | 7.92 | 7.92
31.4 | 4.4 | 4.4 | 88.52 | 7.92 | 7.92
30.6 | 3.6 | 3.6 | 87.08 | 6.48 | 6.48
29.9 | 2.9 | 2.9 | 85.82 | 5.22 | 5.22
29.9 | 2.9 | 2.9 | 85.82 | 5.22 | 5.22
29.7 | 2.7 | 2.7 | 85.46 | 4.86 | 4.86
29 | 2 | 2 | 84.2 | 3.6 | 3.6
28.4 | 1.4 | 1.4 | 83.12 | 2.52 | 2.52
28.4 | 1.4 | 1.4 | 83.12 | 2.52 | 2.52
28.4 | 1.4 | 1.4 | 83.12 | 2.52 | 2.52
28.2 | 1.2 | 1.2 | 82.76 | 2.16 | 2.16
28.1 | 1.1 | 1.1 | 82.58 | 1.98 | 1.98
27.9 | 0.9 | 0.9 | 82.22 | 1.62 | 1.62
27.8 | 0.8 | 0.8 | 82.04 | 1.44 | 1.44
27.4 | 0.4 | 0.4 | 81.32 | 0.72 | 0.72
29.2 | 2.2 | 2.2 | 84.56 | 3.96 | 3.96
33.1 | 6.1 | 6.1 | 91.58 | 10.98 | 10.98
33.1 | 6.1 | 6.1 | 91.58 | 10.98 | 10.98
33.5 | 6.5 | 6.5 | 92.3 | 11.7 | 11.7
33.7 | 6.7 | 6.7 | 92.66 | 12.06 | 12.06
34.2 | 7.2 | 7.2 | 93.56 | 12.96 | 12.96
34.5 | 7.5 | 7.5 | 94.1 | 13.5 | 13.5
34.3 | 7.3 | 7.3 | 93.74 | 13.14 | 13.14
34 | 7 | 7 | 93.2 | 12.6 | 12.6
33.8 | 6.8 | 6.8 | 92.84 | 12.24 | 12.24
33.1 | 6.1 | 6.1 | 91.58 | 10.98 | 10.98
31.7 | 4.7 | 4.7 | 89.06 | 8.46 | 8.46
31.3 | 4.3 | 4.3 | 88.34 | 7.74 | 7.74
31.3 | 4.3 | 4.3 | 88.34 | 7.74 | 7.74
31 | 4 | 4 | 87.8 | 7.2 | 7.2
31 | 4 | 4 | 87.8 | 7.2 | 7.2
30.5 | 3.5 | 3.5 | 86.9 | 6.3 | 6.3
30.8 | 3.8 | 3.8 | 87.44 | 6.84 | 6.84
30.9 | 3.9 | 3.9 | 87.62 | 7.02 | 7.02
29.7 | 2.7 | 2.7 | 85.46 | 4.86 | 4.86
29 | 2 | 2 | 84.2 | 3.6 | 3.6
28.7 | 1.7 | 1.7 | 83.66 | 3.06 | 3.06
28.4 | 1.4 | 1.4 | 83.12 | 2.52 | 2.52
28.4 | 1.4 | 1.4 | 83.12 | 2.52 | 2.52
30.9 | 3.9 | 3.9 | 87.62 | 7.02 | 7.02
32.5 | 5.5 | 5.5 | 90.5 | 9.9 | 9.9
34.2 | 7.2 | 7.2 | 93.56 | 12.96 | 12.96
33.3 | 6.3 | 6.3 | 91.94 | 11.34 | 11.34
33.7 | 6.7 | 6.7 | 92.66 | 12.06 | 12.06
34.1 | 7.1 | 7.1 | 93.38 | 12.78 | 12.78
34.9 | 7.9 | 7.9 | 94.82 | 14.22 | 14.22
34.8 | 7.8 | 7.8 | 94.64 | 14.04 | 14.04
34.5 | 7.5 | 7.5 | 94.1 | 13.5 | 13.5
34.1 | 7.1 | 7.1 | 93.38 | 12.78 | 12.78
32.8 | 5.8 | 5.8 | 91.04 | 10.44 | 10.44
31.6 | 4.6 | 4.6 | 88.88 | 8.28 | 8.28
30.6 | 3.6 | 3.6 | 87.08 | 6.48 | 6.48
30 | 3 | 3 | 86 | 5.4 | 5.4
29.5 | 2.5 | 2.5 | 85.1 | 4.5 | 4.5
29.1 | 2.1 | 2.1 | 84.38 | 3.78 | 3.78
28.8 | 1.8 | 1.8 | 83.84 | 3.24 | 3.24
28.7 | 1.7 | 1.7 | 83.66 | 3.06 | 3.06
28.4 | 1.4 | 1.4 | 83.12 | 2.52 | 2.52
27.9 | 0.9 | 0.9 | 82.22 | 1.62 | 1.62
27.5 | 0.5 | 0.5 | 81.5 | 0.9 | 0.9
26.7 | -0.3 | 0 | 80.06 | -0.54 | 0
26.7 | -0.3 | 0 | 80.06 | -0.54 | 0
27.4 | 0.4 | 0.4 | 81.32 | 0.72 | 0.72
26.8 | -0.2 | 0 | 80.24 | -0.36 | 0
30.8 | 3.8 | 3.8 | 87.44 | 6.84 | 6.84
32.3 | 5.3 | 5.3 | 90.14 | 9.54 | 9.54
33.5 | 6.5 | 6.5 | 92.3 | 11.7 | 11.7
34 | 7 | 7 | 93.2 | 12.6 | 12.6
34.5 | 7.5 | 7.5 | 94.1 | 13.5 | 13.5
34.5 | 7.5 | 7.5 | 94.1 | 13.5 | 13.5
34.6 | 7.6 | 7.6 | 94.28 | 13.68 | 13.68
34.7 | 7.7 | 7.7 | 94.46 | 13.86 | 13.86
35 | 8 | 8 | 95 | 14.4 | 14.4
34 | 7 | 7 | 93.2 | 12.6 | 12.6
33.1 | 6.1 | 6.1 | 91.58 | 10.98 | 10.98
32.5 | 5.5 | 5.5 | 90.5 | 9.9 | 9.9
32.5 | 5.5 | 5.5 | 90.5 | 9.9 | 9.9
31.5 | 4.5 | 4.5 | 88.7 | 8.1 | 8.1
30.7 | 3.7 | 3.7 | 87.26 | 6.66 | 6.66
30 | 3 | 3 | 86 | 5.4 | 5.4
29.8 | 2.8 | 2.8 | 85.64 | 5.04 | 5.04
29.4 | 2.4 | 2.4 | 84.92 | 4.32 | 4.32
28.8 | 1.8 | 1.8 | 83.84 | 3.24 | 3.24
28.5 | 1.5 | 1.5 | 83.3 | 2.7 | 2.7
28 | 1 | 1 | 82.4 | 1.8 | 1.8
28 | 1 | 1 | 82.4 | 1.8 | 1.8
28.2 | 1.2 | 1.2 | 82.76 | 2.16 | 2.16
29.5 | 2.5 | 2.5 | 85.1 | 4.5 | 4.5
30.8 | 3.8 | 3.8 | 87.44 | 6.84 | 6.84
31.9 | 4.9 | 4.9 | 89.42 | 8.82 | 8.82
33 | 6 | 6 | 91.4 | 10.8 | 10.8
33.1 | 6.1 | 6.1 | 91.58 | 10.98 | 10.98
33.6 | 6.6 | 6.6 | 92.48 | 11.88 | 11.88
33.7 | 6.7 | 6.7 | 92.66 | 12.06 | 12.06
33.7 | 6.7 | 6.7 | 92.66 | 12.06 | 12.06
33.7 | 6.7 | 6.7 | 92.66 | 12.06 | 12.06
33.2 | 6.2 | 6.2 | 91.76 | 11.16 | 11.16
31.4 | 4.4 | 4.4 | 88.52 | 7.92 | 7.92
30.6 | 3.6 | 3.6 | 87.08 | 6.48 | 6.48
29.2 | 2.2 | 2.2 | 84.56 | 3.96 | 3.96
29.2 | 2.2 | 2.2 | 84.56 | 3.96 | 3.96
29.3 | 2.3 | 2.3 | 84.74 | 4.14 | 4.14
28.7 | 1.7 | 1.7 | 83.66 | 3.06 | 3.06
28.2 | 1.2 | 1.2 | 82.76 | 2.16 | 2.16
28.2 | 1.2 | 1.2 | 82.76 | 2.16 | 2.16
28.2 | 1.2 | 1.2 | 82.76 | 2.16 | 2.16
28.2 | 1.2 | 1.2 | 82.76 | 2.16 | 2.16
28.2 | 1.2 | 1.2 | 82.76 | 2.16 | 2.16
28.3 | 1.3 | 1.3 | 82.94 | 2.34 | 2.34
27.8 | 0.8 | 0.8 | 82.04 | 1.44 | 1.44
27.9 | 0.9 | 0.9 | 82.22 | 1.62 | 1.62
28.3 | 1.3 | 1.3 | 82.94 | 2.34 | 2.34
28.5 | 1.5 | 1.5 | 83.3 | 2.7 | 2.7
28.9 | 1.9 | 1.9 | 84.02 | 3.42 | 3.42
31.2 | 4.2 | 4.2 | 88.16 | 7.56 | 7.56
31 | 4 | 4 | 87.8 | 7.2 | 7.2
26 | -1 | 0 | 78.8 | -1.8 | 0
25.7 | -1.3 | 0 | 78.26 | -2.34 | 0
25.5 | -1.5 | 0 | 77.9 | -2.7 | 0
25.4 | -1.6 | 0 | 77.72 | -2.88 | 0
24.7 | -2.3 | 0 | 76.46 | -4.14 | 0
24.7 | -2.3 | 0 | 76.46 | -4.14 | 0
24.5 | -2.5 | 0 | 76.1 | -4.5 | 0
24.5 | -2.5 | 0 | 76.1 | -4.5 | 0
24.5 | -2.5 | 0 | 76.1 | -4.5 | 0
24.5 | -2.5 | 0 | 76.1 | -4.5 | 0
24.6 | -2.4 | 0 | 76.28 | -4.32 | 0
24.7 | -2.3 | 0 | 76.46 | -4.14 | 0
24.7 | -2.3 | 0 | 76.46 | -4.14 | 0
25 | -2 | 0 | 77 | -3.6 | 0
25 | -2 | 0 | 77 | -3.6 | 0
25 | -2 | 0 | 77 | -3.6 | 0
25 | -2 | 0 | 77 | -3.6 | 0
25 | -2 | 0 | 77 | -3.6 | 0
25 | -2 | 0 | 77 | -3.6 | 0
25.7 | -1.3 | 0 | 78.26 | -2.34 | 0
27.2 | 0.2 | 0.2 | 80.96 | 0.36 | 0.36
28.2 | 1.2 | 1.2 | 82.76 | 2.16 | 2.16
29.8 | 2.8 | 2.8 | 85.64 | 5.04 | 5.04
31.2 | 4.2 | 4.2 | 88.16 | 7.56 | 7.56
31.2 | 4.2 | 4.2 | 88.16 | 7.56 | 7.56
31.6 | 4.6 | 4.6 | 88.88 | 8.28 | 8.28
31.5 | 4.5 | 4.5 | 88.7 | 8.1 | 8.1
31.5 | 4.5 | 4.5 | 88.7 | 8.1 | 8.1
31.2 | 4.2 | 4.2 | 88.16 | 7.56 | 7.56
30.8 | 3.8 | 3.8 | 87.44 | 6.84 | 6.84
30.2 | 3.2 | 3.2 | 86.36 | 5.76 | 5.76
29.7 | 2.7 | 2.7 | 85.46 | 4.86 | 4.86
29.3 | 2.3 | 2.3 | 84.74 | 4.14 | 4.14
28.8 | 1.8 | 1.8 | 83.84 | 3.24 | 3.24
28.3 | 1.3 | 1.3 | 82.94 | 2.34 | 2.34
28.1 | 1.1 | 1.1 | 82.58 | 1.98 | 1.98
27.9 | 0.9 | 0.9 | 82.22 | 1.62 | 1.62
27.7 | 0.7 | 0.7 | 81.86 | 1.26 | 1.26
27.7 | 0.7 | 0.7 | 81.86 | 1.26 | 1.26
27.3 | 0.3 | 0.3 | 81.14 | 0.54 | 0.54
27.2 | 0.2 | 0.2 | 80.96 | 0.36 | 0.36
27.2 | 0.2 | 0.2 | 80.96 | 0.36 | 0.36
27.2 | 0.2 | 0.2 | 80.96 | 0.36 | 0.36
27.6 | 0.6 | 0.6 | 81.68 | 1.08 | 1.08
29 | 2 | 2 | 84.2 | 3.6 | 3.6
29.3 | 2.3 | 2.3 | 84.74 | 4.14 | 4.14
29.4 | 2.4 | 2.4 | 84.92 | 4.32 | 4.32
30.2 | 3.2 | 3.2 | 86.36 | 5.76 | 5.76
30.8 | 3.8 | 3.8 | 87.44 | 6.84 | 6.84
30.6 | 3.6 | 3.6 | 87.08 | 6.48 | 6.48
30.6 | 3.6 | 3.6 | 87.08 | 6.48 | 6.48
30.3 | 3.3 | 3.3 | 86.54 | 5.94 | 5.94
29.3 | 2.3 | 2.3 | 84.74 | 4.14 | 4.14
29.1 | 2.1 | 2.1 | 84.38 | 3.78 | 3.78
28.1 | 1.1 | 1.1 | 82.58 | 1.98 | 1.98
28 | 1 | 1 | 82.4 | 1.8 | 1.8
27.6 | 0.6 | 0.6 | 81.68 | 1.08 | 1.08
27.2 | 0.2 | 0.2 | 80.96 | 0.36 | 0.36
27.1 | 0.1 | 0.1 | 80.78 | 0.18 | 0.18
27.1 | 0.1 | 0.1 | 80.78 | 0.18 | 0.18
27.1 | 0.1 | 0.1 | 80.78 | 0.18 | 0.18
27.1 | 0.1 | 0.1 | 80.78 | 0.18 | 0.18
27.1 | 0.1 | 0.1 | 80.78 | 0.18 | 0.18
27.1 | 0.1 | 0.1 | 80.78 | 0.18 | 0.18
27.1 | 0.1 | 0.1 | 80.78 | 0.18 | 0.18
27.1 | 0.1 | 0.1 | 80.78 | 0.18 | 0.18
27.1 | 0.1 | 0.1 | 80.78 | 0.18 | 0.18
27.6 | 0.6 | 0.6 | 81.68 | 1.08 | 1.08
27.6 | 0.6 | 0.6 | 81.68 | 1.08 | 1.08
27.5 | 0.5 | 0.5 | 81.5 | 0.9 | 0.9
27.2 | 0.2 | 0.2 | 80.96 | 0.36 | 0.36
27.2 | 0.2 | 0.2 | 80.96 | 0.36 | 0.36
27.2 | 0.2 | 0.2 | 80.96 | 0.36 | 0.36
27.2 | 0.2 | 0.2 | 80.96 | 0.36 | 0.36
27.2 | 0.2 | 0.2 | 80.96 | 0.36 | 0.36
28 | 1 | 1 | 82.4 | 1.8 | 1.8
28.6 | 1.6 | 1.6 | 83.48 | 2.88 | 2.88
28.6 | 1.6 | 1.6 | 83.48 | 2.88 | 2.88
28.5 | 1.5 | 1.5 | 83.3 | 2.7 | 2.7
27.5 | 0.5 | 0.5 | 81.5 | 0.9 | 0.9
27.4 | 0.4 | 0.4 | 81.32 | 0.72 | 0.72
26.7 | -0.3 | 0 | 80.06 | -0.54 | 0
26.7 | -0.3 | 0 | 80.06 | -0.54 | 0
26.7 | -0.3 | 0 | 80.06 | -0.54 | 0
26.7 | -0.3 | 0 | 80.06 | -0.54 | 0
26.7 | -0.3 | 0 | 80.06 | -0.54 | 0
26.7 | -0.3 | 0 | 80.06 | -0.54 | 0
26.8 | -0.2 | 0 | 80.24 | -0.36 | 0
27.1 | 0.1 | 0.1 | 80.78 | 0.18 | 0.18
26.2 | -0.8 | 0 | 79.16 | -1.44 | 0
26.2 | -0.8 | 0 | 79.16 | -1.44 | 0
25.7 | -1.3 | 0 | 78.26 | -2.34 | 0
25.7 | -1.3 | 0 | 78.26 | -2.34 | 0
25.7 | -1.3 | 0 | 78.26 | -2.34 | 0
26.2 | -0.8 | 0 | 79.16 | -1.44 | 0
27 | 0 | 0 | 80.6 | 0 | 0
29.1 | 2.1 | 2.1 | 84.38 | 3.78 | 3.78
29.2 | 2.2 | 2.2 | 84.56 | 3.96 | 3.96
28.8 | 1.8 | 1.8 | 83.84 | 3.24 | 3.24
28.7 | 1.7 | 1.7 | 83.66 | 3.06 | 3.06
28.7 | 1.7 | 1.7 | 83.66 | 3.06 | 3.06
28.3 | 1.3 | 1.3 | 82.94 | 2.34 | 2.34
27.9 | 0.9 | 0.9 | 82.22 | 1.62 | 1.62
27.7 | 0.7 | 0.7 | 81.86 | 1.26 | 1.26
27.2 | 0.2 | 0.2 | 80.96 | 0.36 | 0.36
27.1 | 0.1 | 0.1 | 80.78 | 0.18 | 0.18
26.6 | -0.4 | 0 | 79.88 | -0.72 | 0
26.4 | -0.6 | 0 | 79.52 | -1.08 | 0
26.2 | -0.8 | 0 | 79.16 | -1.44 | 0
26.2 | -0.8 | 0 | 79.16 | -1.44 | 0
25.9 | -1.1 | 0 | 78.62 | -1.98 | 0
25.9 | -1.1 | 0 | 78.62 | -1.98 | 0
26 | -1 | 0 | 78.8 | -1.8 | 0
26.2 | -0.8 | 0 | 79.16 | -1.44 | 0
26.2 | -0.8 | 0 | 79.16 | -1.44 | 0
26.3 | -0.7 | 0 | 79.34 | -1.26 | 0
27.5 | 0.5 | 0.5 | 81.5 | 0.9 | 0.9
28.9 | 1.9 | 1.9 | 84.02 | 3.42 | 3.42
29.7 | 2.7 | 2.7 | 85.46 | 4.86 | 4.86
30.8 | 3.8 | 3.8 | 87.44 | 6.84 | 6.84
30.8 | 3.8 | 3.8 | 87.44 | 6.84 | 6.84
31.5 | 4.5 | 4.5 | 88.7 | 8.1 | 8.1
31.5 | 4.5 | 4.5 | 88.7 | 8.1 | 8.1
31.5 | 4.5 | 4.5 | 88.7 | 8.1 | 8.1
31.5 | 4.5 | 4.5 | 88.7 | 8.1 | 8.1
31 | 4 | 4 | 87.8 | 7.2 | 7.2
30 | 3 | 3 | 86 | 5.4 | 5.4
29.2 | 2.2 | 2.2 | 84.56 | 3.96 | 3.96
28.8 | 1.8 | 1.8 | 83.84 | 3.24 | 3.24
28.4 | 1.4 | 1.4 | 83.12 | 2.52 | 2.52
28 | 1 | 1 | 82.4 | 1.8 | 1.8
27.7 | 0.7 | 0.7 | 81.86 | 1.26 | 1.26
27.6 | 0.6 | 0.6 | 81.68 | 1.08 | 1.08
27.5 | 0.5 | 0.5 | 81.5 | 0.9 | 0.9
27 | 0 | 0 | 80.6 | 0 | 0
27 | 0 | 0 | 80.6 | 0 | 0
26.9 | -0.1 | 0 | 80.42 | -0.18 | 0
27 | 0 | 0 | 80.6 | 0 | 0
27.5 | 0.5 | 0.5 | 81.5 | 0.9 | 0.9
27.8 | 0.8 | 0.8 | 82.04 | 1.44 | 1.44
29.3 | 2.3 | 2.3 | 84.74 | 4.14 | 4.14
30.8 | 3.8 | 3.8 | 87.44 | 6.84 | 6.84
32.1 | 5.1 | 5.1 | 89.78 | 9.18 | 9.18
32.8 | 5.8 | 5.8 | 91.04 | 10.44 | 10.44
33.8 | 6.8 | 6.8 | 92.84 | 12.24 | 12.24
33.8 | 6.8 | 6.8 | 92.84 | 12.24 | 12.24
33.8 | 6.8 | 6.8 | 92.84 | 12.24 | 12.24
33.8 | 6.8 | 6.8 | 92.84 | 12.24 | 12.24
29.8 | 2.8 | 2.8 | 85.64 | 5.04 | 5.04
29.3 | 2.3 | 2.3 | 84.74 | 4.14 | 4.14
28.6 | 1.6 | 1.6 | 83.48 | 2.88 | 2.88
28.5 | 1.5 | 1.5 | 83.3 | 2.7 | 2.7
28.3 | 1.3 | 1.3 | 82.94 | 2.34 | 2.34
27.8 | 0.8 | 0.8 | 82.04 | 1.44 | 1.44
27.8 | 0.8 | 0.8 | 82.04 | 1.44 | 1.44
27.3 | 0.3 | 0.3 | 81.14 | 0.54 | 0.54
27 | 0 | 0 | 80.6 | 0 | 0
26.8 | -0.2 | 0 | 80.24 | -0.36 | 0
25.3 | -1.7 | 0 | 77.54 | -3.06 | 0
25.1 | -1.9 | 0 | 77.18 | -3.42 | 0
25 | -2 | 0 | 77 | -3.6 | 0
25.1 | -1.9 | 0 | 77.18 | -3.42 | 0
24.3 | -2.7 | 0 | 75.74 | -4.86 | 0
24 | -3 | 0 | 75.2 | -5.4 | 0
27 | 0 | 0 | 80.6 | 0 | 0
29.4 | 2.4 | 2.4 | 84.92 | 4.32 | 4.32
31.1 | 4.1 | 4.1 | 87.98 | 7.38 | 7.38
32.2 | 5.2 | 5.2 | 89.96 | 9.36 | 9.36
33 | 6 | 6 | 91.4 | 10.8 | 10.8
33.4 | 6.4 | 6.4 | 92.12 | 11.52 | 11.52
33.5 | 6.5 | 6.5 | 92.3 | 11.7 | 11.7
33.5 | 6.5 | 6.5 | 92.3 | 11.7 | 11.7
33 | 6 | 6 | 91.4 | 10.8 | 10.8
32 | 5 | 5 | 89.6 | 9 | 9
30.9 | 3.9 | 3.9 | 87.62 | 7.02 | 7.02
29.5 | 2.5 | 2.5 | 85.1 | 4.5 | 4.5
29.4 | 2.4 | 2.4 | 84.92 | 4.32 | 4.32
28.9 | 1.9 | 1.9 | 84.02 | 3.42 | 3.42
28.7 | 1.7 | 1.7 | 83.66 | 3.06 | 3.06
28.4 | 1.4 | 1.4 | 83.12 | 2.52 | 2.52
27.9 | 0.9 | 0.9 | 82.22 | 1.62 | 1.62
27.5 | 0.5 | 0.5 | 81.5 | 0.9 | 0.9
27.5 | 0.5 | 0.5 | 81.5 | 0.9 | 0.9
27.4 | 0.4 | 0.4 | 81.32 | 0.72 | 0.72
27 | 0 | 0 | 80.6 | 0 | 0
27 | 0 | 0 | 80.6 | 0 | 0
27.1 | 0.1 | 0.1 | 80.78 | 0.18 | 0.18
28 | 1 | 1 | 82.4 | 1.8 | 1.8
28.5 | 1.5 | 1.5 | 83.3 | 2.7 | 2.7
30 | 3 | 3 | 86 | 5.4 | 5.4
31.2 | 4.2 | 4.2 | 88.16 | 7.56 | 7.56
31.1 | 4.1 | 4.1 | 87.98 | 7.38 | 7.38
28.3 | 1.3 | 1.3 | 82.94 | 2.34 | 2.34
28.2 | 1.2 | 1.2 | 82.76 | 2.16 | 2.16
30 | 3 | 3 | 86 | 5.4 | 5.4
30.6 | 3.6 | 3.6 | 87.08 | 6.48 | 6.48
30.6 | 3.6 | 3.6 | 87.08 | 6.48 | 6.48
30.2 | 3.2 | 3.2 | 86.36 | 5.76 | 5.76
29.9 | 2.9 | 2.9 | 85.82 | 5.22 | 5.22
29.4 | 2.4 | 2.4 | 84.92 | 4.32 | 4.32
28.6 | 1.6 | 1.6 | 83.48 | 2.88 | 2.88
28.2 | 1.2 | 1.2 | 82.76 | 2.16 | 2.16
27.9 | 0.9 | 0.9 | 82.22 | 1.62 | 1.62
27.6 | 0.6 | 0.6 | 81.68 | 1.08 | 1.08
27.1 | 0.1 | 0.1 | 80.78 | 0.18 | 0.18
27 | 0 | 0 | 80.6 | 0 | 0
26.6 | -0.4 | 0 | 79.88 | -0.72 | 0
26.6 | -0.4 | 0 | 79.88 | -0.72 | 0
26.1 | -0.9 | 0 | 78.98 | -1.62 | 0
25.6 | -1.4 | 0 | 78.08 | -2.52 | 0
25.6 | -1.4 | 0 | 78.08 | -2.52 | 0
30.9 | 3.9 | 3.9 | 87.62 | 7.02 | 7.02
32.4 | 5.4 | 5.4 | 90.32 | 9.72 | 9.72
33.5 | 6.5 | 6.5 | 92.3 | 11.7 | 11.7
32.5 | 5.5 | 5.5 | 90.5 | 9.9 | 9.9
32.9 | 5.9 | 5.9 | 91.22 | 10.62 | 10.62
33.3 | 6.3 | 6.3 | 91.94 | 11.34 | 11.34
33.7 | 6.7 | 6.7 | 92.66 | 12.06 | 12.06
33.7 | 6.7 | 6.7 | 92.66 | 12.06 | 12.06
33.7 | 6.7 | 6.7 | 92.66 | 12.06 | 12.06
33.3 | 6.3 | 6.3 | 91.94 | 11.34 | 11.34
31 | 4 | 4 | 87.8 | 7.2 | 7.2
30.3 | 3.3 | 3.3 | 86.54 | 5.94 | 5.94
29.6 | 2.6 | 2.6 | 85.28 | 4.68 | 4.68
29.5 | 2.5 | 2.5 | 85.1 | 4.5 | 4.5
28.5 | 1.5 | 1.5 | 83.3 | 2.7 | 2.7
28 | 1 | 1 | 82.4 | 1.8 | 1.8
27.5 | 0.5 | 0.5 | 81.5 | 0.9 | 0.9
27.2 | 0.2 | 0.2 | 80.96 | 0.36 | 0.36
26.8 | -0.2 | 0 | 80.24 | -0.36 | 0
26.5 | -0.5 | 0 | 79.7 | -0.9 | 0
26.5 | -0.5 | 0 | 79.7 | -0.9 | 0
26.3 | -0.7 | 0 | 79.34 | -1.26 | 0
26.2 | -0.8 | 0 | 79.16 | -1.44 | 0
26.3 | -0.7 | 0 | 79.34 | -1.26 | 0
28.4 | 1.4 | 1.4 | 83.12 | 2.52 | 2.52
29.6 | 2.6 | 2.6 | 85.28 | 4.68 | 4.68
30.1 | 3.1 | 3.1 | 86.18 | 5.58 | 5.58
33 | 6 | 6 | 91.4 | 10.8 | 10.8
34 | 7 | 7 | 93.2 | 12.6 | 12.6
34.6 | 7.6 | 7.6 | 94.28 | 13.68 | 13.68
34.7 | 7.7 | 7.7 | 94.46 | 13.86 | 13.86
34.6 | 7.6 | 7.6 | 94.28 | 13.68 | 13.68
34.6 | 7.6 | 7.6 | 94.28 | 13.68 | 13.68
34.1 | 7.1 | 7.1 | 93.38 | 12.78 | 12.78
33.2 | 6.2 | 6.2 | 91.76 | 11.16 | 11.16
32 | 5 | 5 | 89.6 | 9 | 9
30.7 | 3.7 | 3.7 | 87.26 | 6.66 | 6.66
30.2 | 3.2 | 3.2 | 86.36 | 5.76 | 5.76
29.9 | 2.9 | 2.9 | 85.82 | 5.22 | 5.22
29.5 | 2.5 | 2.5 | 85.1 | 4.5 | 4.5
29.1 | 2.1 | 2.1 | 84.38 | 3.78 | 3.78
28.6 | 1.6 | 1.6 | 83.48 | 2.88 | 2.88
28.6 | 1.6 | 1.6 | 83.48 | 2.88 | 2.88
28.8 | 1.8 | 1.8 | 83.84 | 3.24 | 3.24
28.6 | 1.6 | 1.6 | 83.48 | 2.88 | 2.88
28.5 | 1.5 | 1.5 | 83.3 | 2.7 | 2.7
28.3 | 1.3 | 1.3 | 82.94 | 2.34 | 2.34
28.3 | 1.3 | 1.3 | 82.94 | 2.34 | 2.34
29.3 | 2.3 | 2.3 | 84.74 | 4.14 | 4.14
30.7 | 3.7 | 3.7 | 87.26 | 6.66 | 6.66
31.8 | 4.8 | 4.8 | 89.24 | 8.64 | 8.64
33 | 6 | 6 | 91.4 | 10.8 | 10.8
33.8 | 6.8 | 6.8 | 92.84 | 12.24 | 12.24
34.5 | 7.5 | 7.5 | 94.1 | 13.5 | 13.5
34.7 | 7.7 | 7.7 | 94.46 | 13.86 | 13.86
34.7 | 7.7 | 7.7 | 94.46 | 13.86 | 13.86
34.6 | 7.6 | 7.6 | 94.28 | 13.68 | 13.68
33.7 | 6.7 | 6.7 | 92.66 | 12.06 | 12.06
32.7 | 5.7 | 5.7 | 90.86 | 10.26 | 10.26
31 | 4 | 4 | 87.8 | 7.2 | 7.2
30.4 | 3.4 | 3.4 | 86.72 | 6.12 | 6.12
29.8 | 2.8 | 2.8 | 85.64 | 5.04 | 5.04
28.8 | 1.8 | 1.8 | 83.84 | 3.24 | 3.24
28.6 | 1.6 | 1.6 | 83.48 | 2.88 | 2.88
28.7 | 1.7 | 1.7 | 83.66 | 3.06 | 3.06
28.7 | 1.7 | 1.7 | 83.66 | 3.06 | 3.06
28.4 | 1.4 | 1.4 | 83.12 | 2.52 | 2.52
27.7 | 0.7 | 0.7 | 81.86 | 1.26 | 1.26
27.9 | 0.9 | 0.9 | 82.22 | 1.62 | 1.62
27.3 | 0.3 | 0.3 | 81.14 | 0.54 | 0.54
27.3 | 0.3 | 0.3 | 81.14 | 0.54 | 0.54
27.3 | 0.3 | 0.3 | 81.14 | 0.54 | 0.54
28.8 | 1.8 | 1.8 | 83.84 | 3.24 | 3.24
30.7 | 3.7 | 3.7 | 87.26 | 6.66 | 6.66
32.6 | 5.6 | 5.6 | 90.68 | 10.08 | 10.08
33.3 | 6.3 | 6.3 | 91.94 | 11.34 | 11.34
34.1 | 7.1 | 7.1 | 93.38 | 12.78 | 12.78
34.7 | 7.7 | 7.7 | 94.46 | 13.86 | 13.86
34.6 | 7.6 | 7.6 | 94.28 | 13.68 | 13.68
34.6 | 7.6 | 7.6 | 94.28 | 13.68 | 13.68
34.3 | 7.3 | 7.3 | 93.74 | 13.14 | 13.14
34.2 | 7.2 | 7.2 | 93.56 | 12.96 | 12.96
32.2 | 5.2 | 5.2 | 89.96 | 9.36 | 9.36
31.7 | 4.7 | 4.7 | 89.06 | 8.46 | 8.46
30.8 | 3.8 | 3.8 | 87.44 | 6.84 | 6.84
30.8 | 3.8 | 3.8 | 87.44 | 6.84 | 6.84
29.9 | 2.9 | 2.9 | 85.82 | 5.22 | 5.22
29.5 | 2.5 | 2.5 | 85.1 | 4.5 | 4.5
29.6 | 2.6 | 2.6 | 85.28 | 4.68 | 4.68
28.9 | 1.9 | 1.9 | 84.02 | 3.42 | 3.42
28.4 | 1.4 | 1.4 | 83.12 | 2.52 | 2.52
28.3 | 1.3 | 1.3 | 82.94 | 2.34 | 2.34
28 | 1 | 1 | 82.4 | 1.8 | 1.8
27.5 | 0.5 | 0.5 | 81.5 | 0.9 | 0.9
27.6 | 0.6 | 0.6 | 81.68 | 1.08 | 1.08
27.8 | 0.8 | 0.8 | 82.04 | 1.44 | 1.44
29.2 | 2.2 | 2.2 | 84.56 | 3.96 | 3.96
30.8 | 3.8 | 3.8 | 87.44 | 6.84 | 6.84
32.2 | 5.2 | 5.2 | 89.96 | 9.36 | 9.36
33.4 | 6.4 | 6.4 | 92.12 | 11.52 | 11.52
34 | 7 | 7 | 93.2 | 12.6 | 12.6
34.1 | 7.1 | 7.1 | 93.38 | 12.78 | 12.78
35.2 | 8.2 | 8.2 | 95.36 | 14.76 | 14.76
34.7 | 7.7 | 7.7 | 94.46 | 13.86 | 13.86
31.6 | 4.6 | 4.6 | 88.88 | 8.28 | 8.28
30 | 3 | 3 | 86 | 5.4 | 5.4
29.2 | 2.2 | 2.2 | 84.56 | 3.96 | 3.96
28.6 | 1.6 | 1.6 | 83.48 | 2.88 | 2.88
28.2 | 1.2 | 1.2 | 82.76 | 2.16 | 2.16
27.7 | 0.7 | 0.7 | 81.86 | 1.26 | 1.26
27.2 | 0.2 | 0.2 | 80.96 | 0.36 | 0.36
27 | 0 | 0 | 80.6 | 0 | 0
26.7 | -0.3 | 0 | 80.06 | -0.54 | 0
26.6 | -0.4 | 0 | 79.88 | -0.72 | 0
26.2 | -0.8 | 0 | 79.16 | -1.44 | 0
25.8 | -1.2 | 0 | 78.44 | -2.16 | 0
25.8 | -1.2 | 0 | 78.44 | -2.16 | 0
25.7 | -1.3 | 0 | 78.26 | -2.34 | 0
25.3 | -1.7 | 0 | 77.54 | -3.06 | 0
25.7 | -1.3 | 0 | 78.26 | -2.34 | 0
28 | 1 | 1 | 82.4 | 1.8 | 1.8
30.1 | 3.1 | 3.1 | 86.18 | 5.58 | 5.58
31.8 | 4.8 | 4.8 | 89.24 | 8.64 | 8.64
33.2 | 6.2 | 6.2 | 91.76 | 11.16 | 11.16
33.7 | 6.7 | 6.7 | 92.66 | 12.06 | 12.06
33.8 | 6.8 | 6.8 | 92.84 | 12.24 | 12.24
33.8 | 6.8 | 6.8 | 92.84 | 12.24 | 12.24
33.8 | 6.8 | 6.8 | 92.84 | 12.24 | 12.24
33.8 | 6.8 | 6.8 | 92.84 | 12.24 | 12.24
33.3 | 6.3 | 6.3 | 91.94 | 11.34 | 11.34
32.1 | 5.1 | 5.1 | 89.78 | 9.18 | 9.18
30.8 | 3.8 | 3.8 | 87.44 | 6.84 | 6.84
29.2 | 2.2 | 2.2 | 84.56 | 3.96 | 3.96
28.3 | 1.3 | 1.3 | 82.94 | 2.34 | 2.34
27.5 | 0.5 | 0.5 | 81.5 | 0.9 | 0.9
26.8 | -0.2 | 0 | 80.24 | -0.36 | 0
26.7 | -0.3 | 0 | 80.06 | -0.54 | 0
26.4 | -0.6 | 0 | 79.52 | -1.08 | 0
26 | -1 | 0 | 78.8 | -1.8 | 0
26 | -1 | 0 | 78.8 | -1.8 | 0
26 | -1 | 0 | 78.8 | -1.8 | 0
25.9 | -1.1 | 0 | 78.62 | -1.98 | 0
25.8 | -1.2 | 0 | 78.44 | -2.16 | 0
25.8 | -1.2 | 0 | 78.44 | -2.16 | 0
29.2 | 2.2 | 2.2 | 84.56 | 3.96 | 3.96
31.1 | 4.1 | 4.1 | 87.98 | 7.38 | 7.38
32.3 | 5.3 | 5.3 | 90.14 | 9.54 | 9.54
33.7 | 6.7 | 6.7 | 92.66 | 12.06 | 12.06
33.8 | 6.8 | 6.8 | 92.84 | 12.24 | 12.24
34 | 7 | 7 | 93.2 | 12.6 | 12.6
34.2 | 7.2 | 7.2 | 93.56 | 12.96 | 12.96
34 | 7 | 7 | 93.2 | 12.6 | 12.6
34 | 7 | 7 | 93.2 | 12.6 | 12.6
33.7 | 6.7 | 6.7 | 92.66 | 12.06 | 12.06
32.5 | 5.5 | 5.5 | 90.5 | 9.9 | 9.9
31.1 | 4.1 | 4.1 | 87.98 | 7.38 | 7.38
29.8 | 2.8 | 2.8 | 85.64 | 5.04 | 5.04
28.8 | 1.8 | 1.8 | 83.84 | 3.24 | 3.24
26.9 | -0.1 | 0 | 80.42 | -0.18 | 0
26.9 | -0.1 | 0 | 80.42 | -0.18 | 0
27 | 0 | 0 | 80.6 | 0 | 0
27.1 | 0.1 | 0.1 | 80.78 | 0.18 | 0.18
26.8 | -0.2 | 0 | 80.24 | -0.36 | 0
26.3 | -0.7 | 0 | 79.34 | -1.26 | 0
26.3 | -0.7 | 0 | 79.34 | -1.26 | 0
26.2 | -0.8 | 0 | 79.16 | -1.44 | 0
26.1 | -0.9 | 0 | 78.98 | -1.62 | 0
26.5 | -0.5 | 0 | 79.7 | -0.9 | 0
29.2 | 2.2 | 2.2 | 84.56 | 3.96 | 3.96
31.7 | 4.7 | 4.7 | 89.06 | 8.46 | 8.46
33.4 | 6.4 | 6.4 | 92.12 | 11.52 | 11.52
34.3 | 7.3 | 7.3 | 93.74 | 13.14 | 13.14
35.5 | 8.5 | 8.5 | 95.9 | 15.3 | 15.3
35.7 | 8.7 | 8.7 | 96.26 | 15.66 | 15.66
35.7 | 8.7 | 8.7 | 96.26 | 15.66 | 15.66
35.7 | 8.7 | 8.7 | 96.26 | 15.66 | 15.66
35.5 | 8.5 | 8.5 | 95.9 | 15.3 | 15.3
34.2 | 7.2 | 7.2 | 93.56 | 12.96 | 12.96
32.7 | 5.7 | 5.7 | 90.86 | 10.26 | 10.26
31.5 | 4.5 | 4.5 | 88.7 | 8.1 | 8.1
29.8 | 2.8 | 2.8 | 85.64 | 5.04 | 5.04
29.1 | 2.1 | 2.1 | 84.38 | 3.78 | 3.78
28.2 | 1.2 | 1.2 | 82.76 | 2.16 | 2.16
27.5 | 0.5 | 0.5 | 81.5 | 0.9 | 0.9
27.2 | 0.2 | 0.2 | 80.96 | 0.36 | 0.36
26.5 | -0.5 | 0 | 79.7 | -0.9 | 0
26.6 | -0.4 | 0 | 79.88 | -0.72 | 0
26.2 | -0.8 | 0 | 79.16 | -1.44 | 0
25.7 | -1.3 | 0 | 78.26 | -2.34 | 0
25.4 | -1.6 | 0 | 77.72 | -2.88 | 0
25.4 | -1.6 | 0 | 77.72 | -2.88 | 0
26.7 | -0.3 | 0 | 80.06 | -0.54 | 0
30 | 3 | 3 | 86 | 5.4 | 5.4
31.8 | 4.8 | 4.8 | 89.24 | 8.64 | 8.64
33.7 | 6.7 | 6.7 | 92.66 | 12.06 | 12.06
34.7 | 7.7 | 7.7 | 94.46 | 13.86 | 13.86
35.7 | 8.7 | 8.7 | 96.26 | 15.66 | 15.66
36.3 | 9.3 | 9.3 | 97.34 | 16.74 | 16.74
36.8 | 9.8 | 9.8 | 98.24 | 17.64 | 17.64
36.7 | 9.7 | 9.7 | 98.06 | 17.46 | 17.46
36.4 | 9.4 | 9.4 | 97.52 | 16.92 | 16.92
35.1 | 8.1 | 8.1 | 95.18 | 14.58 | 14.58
32.5 | 5.5 | 5.5 | 90.5 | 9.9 | 9.9
31.4 | 4.4 | 4.4 | 88.52 | 7.92 | 7.92
30.7 | 3.7 | 3.7 | 87.26 | 6.66 | 6.66
29.4 | 2.4 | 2.4 | 84.92 | 4.32 | 4.32
27.7 | 0.7 | 0.7 | 81.86 | 1.26 | 1.26
26.9 | -0.1 | 0 | 80.42 | -0.18 | 0
26.9 | -0.1 | 0 | 80.42 | -0.18 | 0
26.5 | -0.5 | 0 | 79.7 | -0.9 | 0
25.9 | -1.1 | 0 | 78.62 | -1.98 | 0
26 | -1 | 0 | 78.8 | -1.8 | 0
25.4 | -1.6 | 0 | 77.72 | -2.88 | 0
25.4 | -1.6 | 0 | 77.72 | -2.88 | 0
25.7 | -1.3 | 0 | 78.26 | -2.34 | 0
26 | -1 | 0 | 78.8 | -1.8 | 0
28.9 | 1.9 | 1.9 | 84.02 | 3.42 | 3.42
31.3 | 4.3 | 4.3 | 88.34 | 7.74 | 7.74
33.8 | 6.8 | 6.8 | 92.84 | 12.24 | 12.24
35.1 | 8.1 | 8.1 | 95.18 | 14.58 | 14.58
36.3 | 9.3 | 9.3 | 97.34 | 16.74 | 16.74
37 | 10 | 10 | 98.6 | 18 | 18
37 | 10 | 10 | 98.6 | 18 | 18
36.9 | 9.9 | 9.9 | 98.42 | 17.82 | 17.82
36.8 | 9.8 | 9.8 | 98.24 | 17.64 | 17.64
36.6 | 9.6 | 9.6 | 97.88 | 17.28 | 17.28
34.9 | 7.9 | 7.9 | 94.82 | 14.22 | 14.22
31.6 | 4.6 | 4.6 | 88.88 | 8.28 | 8.28
29.7 | 2.7 | 2.7 | 85.46 | 4.86 | 4.86
28.3 | 1.3 | 1.3 | 82.94 | 2.34 | 2.34
27.8 | 0.8 | 0.8 | 82.04 | 1.44 | 1.44
26.8 | -0.2 | 0 | 80.24 | -0.36 | 0
26.8 | -0.2 | 0 | 80.24 | -0.36 | 0
26.8 | -0.2 | 0 | 80.24 | -0.36 | 0
26.8 | -0.2 | 0 | 80.24 | -0.36 | 0
26.8 | -0.2 | 0 | 80.24 | -0.36 | 0
27.1 | 0.1 | 0.1 | 80.78 | 0.18 | 0.18
27.3 | 0.3 | 0.3 | 81.14 | 0.54 | 0.54
27.3 | 0.3 | 0.3 | 81.14 | 0.54 | 0.54
27.3 | 0.3 | 0.3 | 81.14 | 0.54 | 0.54
28.1 | 1.1 | 1.1 | 82.58 | 1.98 | 1.98
28.6 | 1.6 | 1.6 | 83.48 | 2.88 | 2.88
30.6 | 3.6 | 3.6 | 87.08 | 6.48 | 6.48
32 | 5 | 5 | 89.6 | 9 | 9
33.5 | 6.5 | 6.5 | 92.3 | 11.7 | 11.7
34.1 | 7.1 | 7.1 | 93.38 | 12.78 | 12.78
34.4 | 7.4 | 7.4 | 93.92 | 13.32 | 13.32
34.8 | 7.8 | 7.8 | 94.64 | 14.04 | 14.04
34.9 | 7.9 | 7.9 | 94.82 | 14.22 | 14.22
32.5 | 5.5 | 5.5 | 90.5 | 9.9 | 9.9
31.4 | 4.4 | 4.4 | 88.52 | 7.92 | 7.92
30.1 | 3.1 | 3.1 | 86.18 | 5.58 | 5.58
29.6 | 2.6 | 2.6 | 85.28 | 4.68 | 4.68
28 | 1 | 1 | 82.4 | 1.8 | 1.8
27.6 | 0.6 | 0.6 | 81.68 | 1.08 | 1.08
26.8 | -0.2 | 0 | 80.24 | -0.36 | 0
26.6 | -0.4 | 0 | 79.88 | -0.72 | 0
26.6 | -0.4 | 0 | 79.88 | -0.72 | 0
26.7 | -0.3 | 0 | 80.06 | -0.54 | 0
26.7 | -0.3 | 0 | 80.06 | -0.54 | 0
26.2 | -0.8 | 0 | 79.16 | -1.44 | 0
26.6 | -0.4 | 0 | 79.88 | -0.72 | 0
25.2 | -1.8 | 0 | 77.36 | -3.24 | 0
24.7 | -2.3 | 0 | 76.46 | -4.14 | 0
28 | 1 | 1 | 82.4 | 1.8 | 1.8
29.6 | 2.6 | 2.6 | 85.28 | 4.68 | 4.68
31.5 | 4.5 | 4.5 | 88.7 | 8.1 | 8.1
32.8 | 5.8 | 5.8 | 91.04 | 10.44 | 10.44
34 | 7 | 7 | 93.2 | 12.6 | 12.6
34.4 | 7.4 | 7.4 | 93.92 | 13.32 | 13.32
34.5 | 7.5 | 7.5 | 94.1 | 13.5 | 13.5
34.6 | 7.6 | 7.6 | 94.28 | 13.68 | 13.68
34 | 7 | 7 | 93.2 | 12.6 | 12.6
32.8 | 5.8 | 5.8 | 91.04 | 10.44 | 10.44
30.6 | 3.6 | 3.6 | 87.08 | 6.48 | 6.48
29.1 | 2.1 | 2.1 | 84.38 | 3.78 | 3.78
28.5 | 1.5 | 1.5 | 83.3 | 2.7 | 2.7
27.5 | 0.5 | 0.5 | 81.5 | 0.9 | 0.9
26.9 | -0.1 | 0 | 80.42 | -0.18 | 0
23.5 | -3.5 | 0 | 74.3 | -6.3 | 0
23.5 | -3.5 | 0 | 74.3 | -6.3 | 0
23.5 | -3.5 | 0 | 74.3 | -6.3 | 0
23.8 | -3.2 | 0 | 74.84 | -5.76 | 0
23.8 | -3.2 | 0 | 74.84 | -5.76 | 0
23.8 | -3.2 | 0 | 74.84 | -5.76 | 0
24.2 | -2.8 | 0 | 75.56 | -5.04 | 0
24 | -3 | 0 | 75.2 | -5.4 | 0
24 | -3 | 0 | 75.2 | -5.4 | 0
28.5 | 1.5 | 1.5 | 83.3 | 2.7 | 2.7
30.2 | 3.2 | 3.2 | 86.36 | 5.76 | 5.76
28.7 | 1.7 | 1.7 | 83.66 | 3.06 | 3.06
28.9 | 1.9 | 1.9 | 84.02 | 3.42 | 3.42
29.7 | 2.7 | 2.7 | 85.46 | 4.86 | 4.86
30.8 | 3.8 | 3.8 | 87.44 | 6.84 | 6.84
30.7 | 3.7 | 3.7 | 87.26 | 6.66 | 6.66
30.7 | 3.7 | 3.7 | 87.26 | 6.66 | 6.66
30.4 | 3.4 | 3.4 | 86.72 | 6.12 | 6.12
29.8 | 2.8 | 2.8 | 85.64 | 5.04 | 5.04
28.7 | 1.7 | 1.7 | 83.66 | 3.06 | 3.06
27.2 | 0.2 | 0.2 | 80.96 | 0.36 | 0.36
26.3 | -0.7 | 0 | 79.34 | -1.26 | 0
25.2 | -1.8 | 0 | 77.36 | -3.24 | 0
24.2 | -2.8 | 0 | 75.56 | -5.04 | 0
23.7 | -3.3 | 0 | 74.66 | -5.94 | 0
23.7 | -3.3 | 0 | 74.66 | -5.94 | 0
23.7 | -3.3 | 0 | 74.66 | -5.94 | 0
23.3 | -3.7 | 0 | 73.94 | -6.66 | 0
23.2 | -3.8 | 0 | 73.76 | -6.84 | 0
23.2 | -3.8 | 0 | 73.76 | -6.84 | 0
23.2 | -3.8 | 0 | 73.76 | -6.84 | 0
23.2 | -3.8 | 0 | 73.76 | -6.84 | 0
23.2 | -3.8 | 0 | 73.76 | -6.84 | 0
23.6 | -3.4 | 0 | 74.48 | -6.12 | 0
22.1 | -4.9 | 0 | 71.78 | -8.82 | 0
22.1 | -4.9 | 0 | 71.78 | -8.82 | 0
22.1 | -4.9 | 0 | 71.78 | -8.82 | 0
22.1 | -4.9 | 0 | 71.78 | -8.82 | 0
22.5 | -4.5 | 0 | 72.5 | -8.1 | 0
23.8 | -3.2 | 0 | 74.84 | -5.76 | 0
25.7 | -1.3 | 0 | 78.26 | -2.34 | 0
25.7 | -1.3 | 0 | 78.26 | -2.34 | 0
25.5 | -1.5 | 0 | 77.9 | -2.7 | 0
24.1 | -2.9 | 0 | 75.38 | -5.22 | 0
23 | -4 | 0 | 73.4 | -7.2 | 0
22.5 | -4.5 | 0 | 72.5 | -8.1 | 0
23 | -4 | 0 | 73.4 | -7.2 | 0
23.5 | -3.5 | 0 | 74.3 | -6.3 | 0
24 | -3 | 0 | 75.2 | -5.4 | 0
24.5 | -2.5 | 0 | 76.1 | -4.5 | 0
24.8 | -2.2 | 0 | 76.64 | -3.96 | 0
24.9 | -2.1 | 0 | 76.82 | -3.78 | 0
25.2 | -1.8 | 0 | 77.36 | -3.24 | 0
25.3 | -1.7 | 0 | 77.54 | -3.06 | 0
25 | -2 | 0 | 77 | -3.6 | 0
25.2 | -1.8 | 0 | 77.36 | -3.24 | 0
26.7 | -0.3 | 0 | 80.06 | -0.54 | 0
28.7 | 1.7 | 1.7 | 83.66 | 3.06 | 3.06
30.6 | 3.6 | 3.6 | 87.08 | 6.48 | 6.48
31.4 | 4.4 | 4.4 | 88.52 | 7.92 | 7.92
32.5 | 5.5 | 5.5 | 90.5 | 9.9 | 9.9
34.2 | 7.2 | 7.2 | 93.56 | 12.96 | 12.96
34.2 | 7.2 | 7.2 | 93.56 | 12.96 | 12.96
34.2 | 7.2 | 7.2 | 93.56 | 12.96 | 12.96
34.6 | 7.6 | 7.6 | 94.28 | 13.68 | 13.68
30.8 | 3.8 | 3.8 | 87.44 | 6.84 | 6.84
29 | 2 | 2 | 84.2 | 3.6 | 3.6
26.6 | -0.4 | 0 | 79.88 | -0.72 | 0
24.7 | -2.3 | 0 | 76.46 | -4.14 | 0
24.7 | -2.3 | 0 | 76.46 | -4.14 | 0
24.8 | -2.2 | 0 | 76.64 | -3.96 | 0
25.1 | -1.9 | 0 | 77.18 | -3.42 | 0
25.4 | -1.6 | 0 | 77.72 | -2.88 | 0
25.6 | -1.4 | 0 | 78.08 | -2.52 | 0
25.6 | -1.4 | 0 | 78.08 | -2.52 | 0
25.4 | -1.6 | 0 | 77.72 | -2.88 | 0
25.2 | -1.8 | 0 | 77.36 | -3.24 | 0
25.1 | -1.9 | 0 | 77.18 | -3.42 | 0
25 | -2 | 0 | 77 | -3.6 | 0
24.9 | -2.1 | 0 | 76.82 | -3.78 | 0
25 | -2 | 0 | 77 | -3.6 | 0
26.1 | -0.9 | 0 | 78.98 | -1.62 | 0
26.3 | -0.7 | 0 | 79.34 | -1.26 | 0
26.9 | -0.1 | 0 | 80.42 | -0.18 | 0
28.2 | 1.2 | 1.2 | 82.76 | 2.16 | 2.16
28.8 | 1.8 | 1.8 | 83.84 | 3.24 | 3.24
30.9 | 3.9 | 3.9 | 87.62 | 7.02 | 7.02
30.9 | 3.9 | 3.9 | 87.62 | 7.02 | 7.02
31.6 | 4.6 | 4.6 | 88.88 | 8.28 | 8.28
31 | 4 | 4 | 87.8 | 7.2 | 7.2
30 | 3 | 3 | 86 | 5.4 | 5.4
29.2 | 2.2 | 2.2 | 84.56 | 3.96 | 3.96
28.7 | 1.7 | 1.7 | 83.66 | 3.06 | 3.06
28.2 | 1.2 | 1.2 | 82.76 | 2.16 | 2.16
27.9 | 0.9 | 0.9 | 82.22 | 1.62 | 1.62
27 | 0 | 0 | 80.6 | 0 | 0
26.9 | -0.1 | 0 | 80.42 | -0.18 | 0
26.6 | -0.4 | 0 | 79.88 | -0.72 | 0
26.1 | -0.9 | 0 | 78.98 | -1.62 | 0
26 | -1 | 0 | 78.8 | -1.8 | 0
25.6 | -1.4 | 0 | 78.08 | -2.52 | 0
25.4 | -1.6 | 0 | 77.72 | -2.88 | 0
24.9 | -2.1 | 0 | 76.82 | -3.78 | 0
24.9 | -2.1 | 0 | 76.82 | -3.78 | 0
25.1 | -1.9 | 0 | 77.18 | -3.42 | 0
26.8 | -0.2 | 0 | 80.24 | -0.36 | 0
28.7 | 1.7 | 1.7 | 83.66 | 3.06 | 3.06
30.3 | 3.3 | 3.3 | 86.54 | 5.94 | 5.94
31.6 | 4.6 | 4.6 | 88.88 | 8.28 | 8.28
31.4 | 4.4 | 4.4 | 88.52 | 7.92 | 7.92
31.1 | 4.1 | 4.1 | 87.98 | 7.38 | 7.38
31.1 | 4.1 | 4.1 | 87.98 | 7.38 | 7.38
30.9 | 3.9 | 3.9 | 87.62 | 7.02 | 7.02
30.8 | 3.8 | 3.8 | 87.44 | 6.84 | 6.84
30.3 | 3.3 | 3.3 | 86.54 | 5.94 | 5.94
29.5 | 2.5 | 2.5 | 85.1 | 4.5 | 4.5
29 | 2 | 2 | 84.2 | 3.6 | 3.6
28.4 | 1.4 | 1.4 | 83.12 | 2.52 | 2.52
27.9 | 0.9 | 0.9 | 82.22 | 1.62 | 1.62
27.6 | 0.6 | 0.6 | 81.68 | 1.08 | 1.08
26.9 | -0.1 | 0 | 80.42 | -0.18 | 0
26.5 | -0.5 | 0 | 79.7 | -0.9 | 0
26.3 | -0.7 | 0 | 79.34 | -1.26 | 0
26.3 | -0.7 | 0 | 79.34 | -1.26 | 0
26.3 | -0.7 | 0 | 79.34 | -1.26 | 0
26 | -1 | 0 | 78.8 | -1.8 | 0
25.9 | -1.1 | 0 | 78.62 | -1.98 | 0
25.8 | -1.2 | 0 | 78.44 | -2.16 | 0
26.8 | -0.2 | 0 | 80.24 | -0.36 | 0
29.4 | 2.4 | 2.4 | 84.92 | 4.32 | 4.32
31 | 4 | 4 | 87.8 | 7.2 | 7.2
31.5 | 4.5 | 4.5 | 88.7 | 8.1 | 8.1
33.2 | 6.2 | 6.2 | 91.76 | 11.16 | 11.16
33.3 | 6.3 | 6.3 | 91.94 | 11.34 | 11.34
33.5 | 6.5 | 6.5 | 92.3 | 11.7 | 11.7
32.9 | 5.9 | 5.9 | 91.22 | 10.62 | 10.62
32.6 | 5.6 | 5.6 | 90.68 | 10.08 | 10.08
28.7 | 1.7 | 1.7 | 83.66 | 3.06 | 3.06
26.5 | -0.5 | 0 | 79.7 | -0.9 | 0
26.3 | -0.7 | 0 | 79.34 | -1.26 | 0
26.2 | -0.8 | 0 | 79.16 | -1.44 | 0
26.2 | -0.8 | 0 | 79.16 | -1.44 | 0
26.2 | -0.8 | 0 | 79.16 | -1.44 | 0
26.2 | -0.8 | 0 | 79.16 | -1.44 | 0
26.1 | -0.9 | 0 | 78.98 | -1.62 | 0
26 | -1 | 0 | 78.8 | -1.8 | 0
25.9 | -1.1 | 0 | 78.62 | -1.98 | 0
25.8 | -1.2 | 0 | 78.44 | -2.16 | 0
25.5 | -1.5 | 0 | 77.9 | -2.7 | 0
25.3 | -1.7 | 0 | 77.54 | -3.06 | 0
25.2 | -1.8 | 0 | 77.36 | -3.24 | 0
25.1 | -1.9 | 0 | 77.18 | -3.42 | 0
25.4 | -1.6 | 0 | 77.72 | -2.88 | 0
27.1 | 0.1 | 0.1 | 80.78 | 0.18 | 0.18
29.1 | 2.1 | 2.1 | 84.38 | 3.78 | 3.78
30.9 | 3.9 | 3.9 | 87.62 | 7.02 | 7.02
31.9 | 4.9 | 4.9 | 89.42 | 8.82 | 8.82
32.9 | 5.9 | 5.9 | 91.22 | 10.62 | 10.62
33.3 | 6.3 | 6.3 | 91.94 | 11.34 | 11.34
33.5 | 6.5 | 6.5 | 92.3 | 11.7 | 11.7
33.1 | 6.1 | 6.1 | 91.58 | 10.98 | 10.98
32.4 | 5.4 | 5.4 | 90.32 | 9.72 | 9.72
31.5 | 4.5 | 4.5 | 88.7 | 8.1 | 8.1
29.8 | 2.8 | 2.8 | 85.64 | 5.04 | 5.04
28.3 | 1.3 | 1.3 | 82.94 | 2.34 | 2.34
27.3 | 0.3 | 0.3 | 81.14 | 0.54 | 0.54
26.5 | -0.5 | 0 | 79.7 | -0.9 | 0
25.9 | -1.1 | 0 | 78.62 | -1.98 | 0
25.4 | -1.6 | 0 | 77.72 | -2.88 | 0
25.1 | -1.9 | 0 | 77.18 | -3.42 | 0
24.7 | -2.3 | 0 | 76.46 | -4.14 | 0
24.4 | -2.6 | 0 | 75.92 | -4.68 | 0
24.2 | -2.8 | 0 | 75.56 | -5.04 | 0
23.9 | -3.1 | 0 | 75.02 | -5.58 | 0
23.5 | -3.5 | 0 | 74.3 | -6.3 | 0
23.2 | -3.8 | 0 | 73.76 | -6.84 | 0
24 | -3 | 0 | 75.2 | -5.4 | 0
27 | 0 | 0 | 80.6 | 0 | 0
29.1 | 2.1 | 2.1 | 84.38 | 3.78 | 3.78
30.9 | 3.9 | 3.9 | 87.62 | 7.02 | 7.02
32.7 | 5.7 | 5.7 | 90.86 | 10.26 | 10.26
33.1 | 6.1 | 6.1 | 91.58 | 10.98 | 10.98
33.6 | 6.6 | 6.6 | 92.48 | 11.88 | 11.88
33.8 | 6.8 | 6.8 | 92.84 | 12.24 | 12.24
33.5 | 6.5 | 6.5 | 92.3 | 11.7 | 11.7
32.6 | 5.6 | 5.6 | 90.68 | 10.08 | 10.08
31 | 4 | 4 | 87.8 | 7.2 | 7.2
28.9 | 1.9 | 1.9 | 84.02 | 3.42 | 3.42
27.1 | 0.1 | 0.1 | 80.78 | 0.18 | 0.18
26.3 | -0.7 | 0 | 79.34 | -1.26 | 0
25.8 | -1.2 | 0 | 78.44 | -2.16 | 0
25.1 | -1.9 | 0 | 77.18 | -3.42 | 0
24.4 | -2.6 | 0 | 75.92 | -4.68 | 0
24.3 | -2.7 | 0 | 75.74 | -4.86 | 0
24.2 | -2.8 | 0 | 75.56 | -5.04 | 0
23.8 | -3.2 | 0 | 74.84 | -5.76 | 0
23.7 | -3.3 | 0 | 74.66 | -5.94 | 0
23.4 | -3.6 | 0 | 74.12 | -6.48 | 0
22.8 | -4.2 | 0 | 73.04 | -7.56 | 0
22.7 | -4.3 | 0 | 72.86 | -7.74 | 0
22.7 | -4.3 | 0 | 72.86 | -7.74 | 0
26.9 | -0.1 | 0 | 80.42 | -0.18 | 0
30 | 3 | 3 | 86 | 5.4 | 5.4
31.6 | 4.6 | 4.6 | 88.88 | 8.28 | 8.28
32.6 | 5.6 | 5.6 | 90.68 | 10.08 | 10.08
33 | 6 | 6 | 91.4 | 10.8 | 10.8
33.6 | 6.6 | 6.6 | 92.48 | 11.88 | 11.88
33.7 | 6.7 | 6.7 | 92.66 | 12.06 | 12.06
33.2 | 6.2 | 6.2 | 91.76 | 11.16 | 11.16
32.4 | 5.4 | 5.4 | 90.32 | 9.72 | 9.72
30.2 | 3.2 | 3.2 | 86.36 | 5.76 | 5.76
27.6 | 0.6 | 0.6 | 81.68 | 1.08 | 1.08
26.2 | -0.8 | 0 | 79.16 | -1.44 | 0
25 | -2 | 0 | 77 | -3.6 | 0
24.5 | -2.5 | 0 | 76.1 | -4.5 | 0
24.2 | -2.8 | 0 | 75.56 | -5.04 | 0
23.9 | -3.1 | 0 | 75.02 | -5.58 | 0
23.6 | -3.4 | 0 | 74.48 | -6.12 | 0
22.9 | -4.1 | 0 | 73.22 | -7.38 | 0
22.6 | -4.4 | 0 | 72.68 | -7.92 | 0
22.2 | -4.8 | 0 | 71.96 | -8.64 | 0
22.1 | -4.9 | 0 | 71.78 | -8.82 | 0
22.1 | -4.9 | 0 | 71.78 | -8.82 | 0
22.2 | -4.8 | 0 | 71.96 | -8.64 | 0
23.2 | -3.8 | 0 | 73.76 | -6.84 | 0
26 | -1 | 0 | 78.8 | -1.8 | 0
28.7 | 1.7 | 1.7 | 83.66 | 3.06 | 3.06
31.4 | 4.4 | 4.4 | 88.52 | 7.92 | 7.92
32.8 | 5.8 | 5.8 | 91.04 | 10.44 | 10.44
33.5 | 6.5 | 6.5 | 92.3 | 11.7 | 11.7
34.8 | 7.8 | 7.8 | 94.64 | 14.04 | 14.04
34.2 | 7.2 | 7.2 | 93.56 | 12.96 | 12.96
33.9 | 6.9 | 6.9 | 93.02 | 12.42 | 12.42
32.8 | 5.8 | 5.8 | 91.04 | 10.44 | 10.44
30.4 | 3.4 | 3.4 | 86.72 | 6.12 | 6.12
27.7 | 0.7 | 0.7 | 81.86 | 1.26 | 1.26
26.2 | -0.8 | 0 | 79.16 | -1.44 | 0
25.2 | -1.8 | 0 | 77.36 | -3.24 | 0
24.4 | -2.6 | 0 | 75.92 | -4.68 | 0
24 | -3 | 0 | 75.2 | -5.4 | 0
23.6 | -3.4 | 0 | 74.48 | -6.12 | 0
22.8 | -4.2 | 0 | 73.04 | -7.56 | 0
22.7 | -4.3 | 0 | 72.86 | -7.74 | 0
22.4 | -4.6 | 0 | 72.32 | -8.28 | 0
22 | -5 | 0 | 71.6 | -9 | 0
21.7 | -5.3 | 0 | 71.06 | -9.54 | 0
21.6 | -5.4 | 0 | 70.88 | -9.72 | 0
21.4 | -5.6 | 0 | 70.52 | -10.08 | 0
22.7 | -4.3 | 0 | 72.86 | -7.74 | 0
25.5 | -1.5 | 0 | 77.9 | -2.7 | 0
28.6 | 1.6 | 1.6 | 83.48 | 2.88 | 2.88
31.3 | 4.3 | 4.3 | 88.34 | 7.74 | 7.74
33.7 | 6.7 | 6.7 | 92.66 | 12.06 | 12.06
33.5 | 6.5 | 6.5 | 92.3 | 11.7 | 11.7
33.9 | 6.9 | 6.9 | 93.02 | 12.42 | 12.42
33.9 | 6.9 | 6.9 | 93.02 | 12.42 | 12.42
33.6 | 6.6 | 6.6 | 92.48 | 11.88 | 11.88
32.8 | 5.8 | 5.8 | 91.04 | 10.44 | 10.44
31.5 | 4.5 | 4.5 | 88.7 | 8.1 | 8.1
28.5 | 1.5 | 1.5 | 83.3 | 2.7 | 2.7
26.8 | -0.2 | 0 | 80.24 | -0.36 | 0
25.8 | -1.2 | 0 | 78.44 | -2.16 | 0
24.9 | -2.1 | 0 | 76.82 | -3.78 | 0
24.3 | -2.7 | 0 | 75.74 | -4.86 | 0
23.6 | -3.4 | 0 | 74.48 | -6.12 | 0
23.1 | -3.9 | 0 | 73.58 | -7.02 | 0
22.7 | -4.3 | 0 | 72.86 | -7.74 | 0
22.5 | -4.5 | 0 | 72.5 | -8.1 | 0
22.1 | -4.9 | 0 | 71.78 | -8.82 | 0
21.7 | -5.3 | 0 | 71.06 | -9.54 | 0
21.6 | -5.4 | 0 | 70.88 | -9.72 | 0
21.5 | -5.5 | 0 | 70.7 | -9.9 | 0
22.2 | -4.8 | 0 | 71.96 | -8.64 | 0
26.7 | -0.3 | 0 | 80.06 | -0.54 | 0
30.6 | 3.6 | 3.6 | 87.08 | 6.48 | 6.48
33 | 6 | 6 | 91.4 | 10.8 | 10.8
34.4 | 7.4 | 7.4 | 93.92 | 13.32 | 13.32
35 | 8 | 8 | 95 | 14.4 | 14.4
35.8 | 8.8 | 8.8 | 96.44 | 15.84 | 15.84
36.5 | 9.5 | 9.5 | 97.7 | 17.1 | 17.1
36 | 9 | 9 | 96.8 | 16.2 | 16.2
34.7 | 7.7 | 7.7 | 94.46 | 13.86 | 13.86
30.9 | 3.9 | 3.9 | 87.62 | 7.02 | 7.02
28 | 1 | 1 | 82.4 | 1.8 | 1.8
26.2 | -0.8 | 0 | 79.16 | -1.44 | 0
25 | -2 | 0 | 77 | -3.6 | 0
24 | -3 | 0 | 75.2 | -5.4 | 0
23.5 | -3.5 | 0 | 74.3 | -6.3 | 0
23.2 | -3.8 | 0 | 73.76 | -6.84 | 0
22.9 | -4.1 | 0 | 73.22 | -7.38 | 0
22.7 | -4.3 | 0 | 72.86 | -7.74 | 0
22.6 | -4.4 | 0 | 72.68 | -7.92 | 0
22 | -5 | 0 | 71.6 | -9 | 0
21.8 | -5.2 | 0 | 71.24 | -9.36 | 0
21.8 | -5.2 | 0 | 71.24 | -9.36 | 0
21.9 | -5.1 | 0 | 71.42 | -9.18 | 0
23.9 | -3.1 | 0 | 75.02 | -5.58 | 0
26.8 | -0.2 | 0 | 80.24 | -0.36 | 0
29.8 | 2.8 | 2.8 | 85.64 | 5.04 | 5.04
32.3 | 5.3 | 5.3 | 90.14 | 9.54 | 9.54
33.8 | 6.8 | 6.8 | 92.84 | 12.24 | 12.24
35.3 | 8.3 | 8.3 | 95.54 | 14.94 | 14.94
35.3 | 8.3 | 8.3 | 95.54 | 14.94 | 14.94
35.8 | 8.8 | 8.8 | 96.44 | 15.84 | 15.84
35.3 | 8.3 | 8.3 | 95.54 | 14.94 | 14.94
33.4 | 6.4 | 6.4 | 92.12 | 11.52 | 11.52
31.8 | 4.8 | 4.8 | 89.24 | 8.64 | 8.64
29.8 | 2.8 | 2.8 | 85.64 | 5.04 | 5.04
27.7 | 0.7 | 0.7 | 81.86 | 1.26 | 1.26
26.5 | -0.5 | 0 | 79.7 | -0.9 | 0
26.3 | -0.7 | 0 | 79.34 | -1.26 | 0
27.1 | 0.1 | 0.1 | 80.78 | 0.18 | 0.18
26.5 | -0.5 | 0 | 79.7 | -0.9 | 0
26 | -1 | 0 | 78.8 | -1.8 | 0
25.5 | -1.5 | 0 | 77.9 | -2.7 | 0
24.7 | -2.3 | 0 | 76.46 | -4.14 | 0
24.1 | -2.9 | 0 | 75.38 | -5.22 | 0
23.6 | -3.4 | 0 | 74.48 | -6.12 | 0
23.3 | -3.7 | 0 | 73.94 | -6.66 | 0
23.3 | -3.7 | 0 | 73.94 | -6.66 | 0
24.8 | -2.2 | 0 | 76.64 | -3.96 | 0
27.6 | 0.6 | 0.6 | 81.68 | 1.08 | 1.08
29.1 | 2.1 | 2.1 | 84.38 | 3.78 | 3.78
30.7 | 3.7 | 3.7 | 87.26 | 6.66 | 6.66
30.9 | 3.9 | 3.9 | 87.62 | 7.02 | 7.02
30.5 | 3.5 | 3.5 | 86.9 | 6.3 | 6.3
30.7 | 3.7 | 3.7 | 87.26 | 6.66 | 6.66
30.9 | 3.9 | 3.9 | 87.62 | 7.02 | 7.02
31.8 | 4.8 | 4.8 | 89.24 | 8.64 | 8.64
29.4 | 2.4 | 2.4 | 84.92 | 4.32 | 4.32
27.6 | 0.6 | 0.6 | 81.68 | 1.08 | 1.08
26.6 | -0.4 | 0 | 79.88 | -0.72 | 0
26.5 | -0.5 | 0 | 79.7 | -0.9 | 0
25.7 | -1.3 | 0 | 78.26 | -2.34 | 0
25.7 | -1.3 | 0 | 78.26 | -2.34 | 0
25.6 | -1.4 | 0 | 78.08 | -2.52 | 0
24.6 | -2.4 | 0 | 76.28 | -4.32 | 0
23.8 | -3.2 | 0 | 74.84 | -5.76 | 0
23.8 | -3.2 | 0 | 74.84 | -5.76 | 0
23 | -4 | 0 | 73.4 | -7.2 | 0
22.3 | -4.7 | 0 | 72.14 | -8.46 | 0
21.7 | -5.3 | 0 | 71.06 | -9.54 | 0
21.5 | -5.5 | 0 | 70.7 | -9.9 | 0
21.4 | -5.6 | 0 | 70.52 | -10.08 | 0
22.8 | -4.2 | 0 | 73.04 | -7.56 | 0
25.8 | -1.2 | 0 | 78.44 | -2.16 | 0
28 | 1 | 1 | 82.4 | 1.8 | 1.8
29.7 | 2.7 | 2.7 | 85.46 | 4.86 | 4.86
31.2 | 4.2 | 4.2 | 88.16 | 7.56 | 7.56
32.5 | 5.5 | 5.5 | 90.5 | 9.9 | 9.9
33.4 | 6.4 | 6.4 | 92.12 | 11.52 | 11.52
33.5 | 6.5 | 6.5 | 92.3 | 11.7 | 11.7
33.8 | 6.8 | 6.8 | 92.84 | 12.24 | 12.24
32.8 | 5.8 | 5.8 | 91.04 | 10.44 | 10.44
31 | 4 | 4 | 87.8 | 7.2 | 7.2
28.6 | 1.6 | 1.6 | 83.48 | 2.88 | 2.88
26.7 | -0.3 | 0 | 80.06 | -0.54 | 0
25.6 | -1.4 | 0 | 78.08 | -2.52 | 0
25 | -2 | 0 | 77 | -3.6 | 0
24.4 | -2.6 | 0 | 75.92 | -4.68 | 0
24 | -3 | 0 | 75.2 | -5.4 | 0
23.7 | -3.3 | 0 | 74.66 | -5.94 | 0
24.8 | -2.2 | 0 | 76.64 | -3.96 | 0
25.1 | -1.9 | 0 | 77.18 | -3.42 | 0
24.4 | -2.6 | 0 | 75.92 | -4.68 | 0
24 | -3 | 0 | 75.2 | -5.4 | 0
23.2 | -3.8 | 0 | 73.76 | -6.84 | 0
22.6 | -4.4 | 0 | 72.68 | -7.92 | 0
23.4 | -3.6 | 0 | 74.12 | -6.48 | 0
24.9 | -2.1 | 0 | 76.82 | -3.78 | 0
26.7 | -0.3 | 0 | 80.06 | -0.54 | 0
28.9 | 1.9 | 1.9 | 84.02 | 3.42 | 3.42
31.1 | 4.1 | 4.1 | 87.98 | 7.38 | 7.38
33.1 | 6.1 | 6.1 | 91.58 | 10.98 | 10.98
34 | 7 | 7 | 93.2 | 12.6 | 12.6
33.8 | 6.8 | 6.8 | 92.84 | 12.24 | 12.24
33.5 | 6.5 | 6.5 | 92.3 | 11.7 | 11.7
32.7 | 5.7 | 5.7 | 90.86 | 10.26 | 10.26
28.2 | 1.2 | 1.2 | 82.76 | 2.16 | 2.16
25.8 | -1.2 | 0 | 78.44 | -2.16 | 0
25.3 | -1.7 | 0 | 77.54 | -3.06 | 0
24 | -3 | 0 | 75.2 | -5.4 | 0
22.6 | -4.4 | 0 | 72.68 | -7.92 | 0
21.6 | -5.4 | 0 | 70.88 | -9.72 | 0
21.3 | -5.7 | 0 | 70.34 | -10.26 | 0
20.7 | -6.3 | 0 | 69.26 | -11.34 | 0
20.4 | -6.6 | 0 | 68.72 | -11.88 | 0
19.7 | -7.3 | 0 | 67.46 | -13.14 | 0
19.1 | -7.9 | 0 | 66.38 | -14.22 | 0
18.7 | -8.3 | 0 | 65.66 | -14.94 | 0
18.9 | -8.1 | 0 | 66.02 | -14.58 | 0
19.6 | -7.4 | 0 | 67.28 | -13.32 | 0
20.6 | -6.4 | 0 | 69.08 | -11.52 | 0
23.3 | -3.7 | 0 | 73.94 | -6.66 | 0
25.6 | -1.4 | 0 | 78.08 | -2.52 | 0
27.8 | 0.8 | 0.8 | 82.04 | 1.44 | 1.44
30.2 | 3.2 | 3.2 | 86.36 | 5.76 | 5.76
31.2 | 4.2 | 4.2 | 88.16 | 7.56 | 7.56
32.2 | 5.2 | 5.2 | 89.96 | 9.36 | 9.36
32.6 | 5.6 | 5.6 | 90.68 | 10.08 | 10.08
32.2 | 5.2 | 5.2 | 89.96 | 9.36 | 9.36
31.7 | 4.7 | 4.7 | 89.06 | 8.46 | 8.46
28.5 | 1.5 | 1.5 | 83.3 | 2.7 | 2.7
25.9 | -1.1 | 0 | 78.62 | -1.98 | 0
24 | -3 | 0 | 75.2 | -5.4 | 0
23 | -4 | 0 | 73.4 | -7.2 | 0
22.4 | -4.6 | 0 | 72.32 | -8.28 | 0
21.8 | -5.2 | 0 | 71.24 | -9.36 | 0
21.2 | -5.8 | 0 | 70.16 | -10.44 | 0
20.7 | -6.3 | 0 | 69.26 | -11.34 | 0
20.2 | -6.8 | 0 | 68.36 | -12.24 | 0
19.8 | -7.2 | 0 | 67.64 | -12.96 | 0
19.5 | -7.5 | 0 | 67.1 | -13.5 | 0
19.2 | -7.8 | 0 | 66.56 | -14.04 | 0
18.9 | -8.1 | 0 | 66.02 | -14.58 | 0
18.7 | -8.3 | 0 | 65.66 | -14.94 | 0
19.2 | -7.8 | 0 | 66.56 | -14.04 | 0
22.4 | -4.6 | 0 | 72.32 | -8.28 | 0
25.5 | -1.5 | 0 | 77.9 | -2.7 | 0
28.4 | 1.4 | 1.4 | 83.12 | 2.52 | 2.52
30 | 3 | 3 | 86 | 5.4 | 5.4
31.2 | 4.2 | 4.2 | 88.16 | 7.56 | 7.56
31.5 | 4.5 | 4.5 | 88.7 | 8.1 | 8.1
32 | 5 | 5 | 89.6 | 9 | 9
31.4 | 4.4 | 4.4 | 88.52 | 7.92 | 7.92
30.5 | 3.5 | 3.5 | 86.9 | 6.3 | 6.3
27.2 | 0.2 | 0.2 | 80.96 | 0.36 | 0.36
24.5 | -2.5 | 0 | 76.1 | -4.5 | 0
22.6 | -4.4 | 0 | 72.68 | -7.92 | 0
21.5 | -5.5 | 0 | 70.7 | -9.9 | 0
20.7 | -6.3 | 0 | 69.26 | -11.34 | 0
20.5 | -6.5 | 0 | 68.9 | -11.7 | 0
20.2 | -6.8 | 0 | 68.36 | -12.24 | 0
20 | -7 | 0 | 68 | -12.6 | 0
19.4 | -7.6 | 0 | 66.92 | -13.68 | 0
18.7 | -8.3 | 0 | 65.66 | -14.94 | 0
18.4 | -8.6 | 0 | 65.12 | -15.48 | 0
17.9 | -9.1 | 0 | 64.22 | -16.38 | 0
17.4 | -9.6 | 0 | 63.32 | -17.28 | 0
17.4 | -9.6 | 0 | 63.32 | -17.28 | 0
18.7 | -8.3 | 0 | 65.66 | -14.94 | 0
23.1 | -3.9 | 0 | 73.58 | -7.02 | 0
27.3 | 0.3 | 0.3 | 81.14 | 0.54 | 0.54
29.3 | 2.3 | 2.3 | 84.74 | 4.14 | 4.14
30.8 | 3.8 | 3.8 | 87.44 | 6.84 | 6.84
31.5 | 4.5 | 4.5 | 88.7 | 8.1 | 8.1
31.8 | 4.8 | 4.8 | 89.24 | 8.64 | 8.64
32.1 | 5.1 | 5.1 | 89.78 | 9.18 | 9.18
31.7 | 4.7 | 4.7 | 89.06 | 8.46 | 8.46
30.5 | 3.5 | 3.5 | 86.9 | 6.3 | 6.3
27.7 | 0.7 | 0.7 | 81.86 | 1.26 | 1.26
24.8 | -2.2 | 0 | 76.64 | -3.96 | 0
22.9 | -4.1 | 0 | 73.22 | -7.38 | 0
22 | -5 | 0 | 71.6 | -9 | 0
21.3 | -5.7 | 0 | 70.34 | -10.26 | 0
20.5 | -6.5 | 0 | 68.9 | -11.7 | 0
20.2 | -6.8 | 0 | 68.36 | -12.24 | 0
19.5 | -7.5 | 0 | 67.1 | -13.5 | 0
19.1 | -7.9 | 0 | 66.38 | -14.22 | 0
18.8 | -8.2 | 0 | 65.84 | -14.76 | 0
18.8 | -8.2 | 0 | 65.84 | -14.76 | 0
18.8 | -8.2 | 0 | 65.84 | -14.76 | 0
18 | -9 | 0 | 64.4 | -16.2 | 0
17.9 | -9.1 | 0 | 64.22 | -16.38 | 0
19.8 | -7.2 | 0 | 67.64 | -12.96 | 0
24 | -3 | 0 | 75.2 | -5.4 | 0
28.3 | 1.3 | 1.3 | 82.94 | 2.34 | 2.34
29.9 | 2.9 | 2.9 | 85.82 | 5.22 | 5.22
31.7 | 4.7 | 4.7 | 89.06 | 8.46 | 8.46
32.3 | 5.3 | 5.3 | 90.14 | 9.54 | 9.54
33.1 | 6.1 | 6.1 | 91.58 | 10.98 | 10.98
33.4 | 6.4 | 6.4 | 92.12 | 11.52 | 11.52
33.3 | 6.3 | 6.3 | 91.94 | 11.34 | 11.34
32.3 | 5.3 | 5.3 | 90.14 | 9.54 | 9.54
27.7 | 0.7 | 0.7 | 81.86 | 1.26 | 1.26
24.6 | -2.4 | 0 | 76.28 | -4.32 | 0
22.9 | -4.1 | 0 | 73.22 | -7.38 | 0
21.9 | -5.1 | 0 | 71.42 | -9.18 | 0
20.8 | -6.2 | 0 | 69.44 | -11.16 | 0
20.5 | -6.5 | 0 | 68.9 | -11.7 | 0
20 | -7 | 0 | 68 | -12.6 | 0
19.4 | -7.6 | 0 | 66.92 | -13.68 | 0
18.8 | -8.2 | 0 | 65.84 | -14.76 | 0
18.3 | -8.7 | 0 | 64.94 | -15.66 | 0
18.1 | -8.9 | 0 | 64.58 | -16.02 | 0
17.8 | -9.2 | 0 | 64.04 | -16.56 | 0
17.7 | -9.3 | 0 | 63.86 | -16.74 | 0
17.1 | -9.9 | 0 | 62.78 | -17.82 | 0
18.4 | -8.6 | 0 | 65.12 | -15.48 | 0
24.6 | -2.4 | 0 | 76.28 | -4.32 | 0
29.6 | 2.6 | 2.6 | 85.28 | 4.68 | 4.68
32.8 | 5.8 | 5.8 | 91.04 | 10.44 | 10.44
34.6 | 7.6 | 7.6 | 94.28 | 13.68 | 13.68
34.7 | 7.7 | 7.7 | 94.46 | 13.86 | 13.86
34.9 | 7.9 | 7.9 | 94.82 | 14.22 | 14.22
35.6 | 8.6 | 8.6 | 96.08 | 15.48 | 15.48
35.1 | 8.1 | 8.1 | 95.18 | 14.58 | 14.58
33.5 | 6.5 | 6.5 | 92.3 | 11.7 | 11.7
28.9 | 1.9 | 1.9 | 84.02 | 3.42 | 3.42
25.4 | -1.6 | 0 | 77.72 | -2.88 | 0
23.9 | -3.1 | 0 | 75.02 | -5.58 | 0
22.6 | -4.4 | 0 | 72.68 | -7.92 | 0
21.8 | -5.2 | 0 | 71.24 | -9.36 | 0
21.1 | -5.9 | 0 | 69.98 | -10.62 | 0
20.6 | -6.4 | 0 | 69.08 | -11.52 | 0
20 | -7 | 0 | 68 | -12.6 | 0
19.6 | -7.4 | 0 | 67.28 | -13.32 | 0
19.3 | -7.7 | 0 | 66.74 | -13.86 | 0
18.8 | -8.2 | 0 | 65.84 | -14.76 | 0
18.4 | -8.6 | 0 | 65.12 | -15.48 | 0
18.1 | -8.9 | 0 | 64.58 | -16.02 | 0
17.4 | -9.6 | 0 | 63.32 | -17.28 | 0
18.2 | -8.8 | 0 | 64.76 | -15.84 | 0
21.9 | -5.1 | 0 | 71.42 | -9.18 | 0
25.1 | -1.9 | 0 | 77.18 | -3.42 | 0
28.1 | 1.1 | 1.1 | 82.58 | 1.98 | 1.98
29.7 | 2.7 | 2.7 | 85.46 | 4.86 | 4.86
31.9 | 4.9 | 4.9 | 89.42 | 8.82 | 8.82
33.3 | 6.3 | 6.3 | 91.94 | 11.34 | 11.34
32.9 | 5.9 | 5.9 | 91.22 | 10.62 | 10.62
32.4 | 5.4 | 5.4 | 90.32 | 9.72 | 9.72
30.6 | 3.6 | 3.6 | 87.08 | 6.48 | 6.48
27.9 | 0.9 | 0.9 | 82.22 | 1.62 | 1.62
25.4 | -1.6 | 0 | 77.72 | -2.88 | 0
23.9 | -3.1 | 0 | 75.02 | -5.58 | 0
22.6 | -4.4 | 0 | 72.68 | -7.92 | 0
21.9 | -5.1 | 0 | 71.42 | -9.18 | 0
21.4 | -5.6 | 0 | 70.52 | -10.08 | 0
20.7 | -6.3 | 0 | 69.26 | -11.34 | 0
20.4 | -6.6 | 0 | 68.72 | -11.88 | 0
20.1 | -6.9 | 0 | 68.18 | -12.42 | 0
19.9 | -7.1 | 0 | 67.82 | -12.78 | 0
19.5 | -7.5 | 0 | 67.1 | -13.5 | 0
19.4 | -7.6 | 0 | 66.92 | -13.68 | 0
18.9 | -8.1 | 0 | 66.02 | -14.58 | 0
18.9 | -8.1 | 0 | 66.02 | -14.58 | 0
19.7 | -7.3 | 0 | 67.46 | -13.14 | 0
24.9 | -2.1 | 0 | 76.82 | -3.78 | 0
27.7 | 0.7 | 0.7 | 81.86 | 1.26 | 1.26
29.9 | 2.9 | 2.9 | 85.82 | 5.22 | 5.22
30 | 3 | 3 | 86 | 5.4 | 5.4
31.1 | 4.1 | 4.1 | 87.98 | 7.38 | 7.38
32.4 | 5.4 | 5.4 | 90.32 | 9.72 | 9.72
33.1 | 6.1 | 6.1 | 91.58 | 10.98 | 10.98
32.9 | 5.9 | 5.9 | 91.22 | 10.62 | 10.62
31.7 | 4.7 | 4.7 | 89.06 | 8.46 | 8.46
28.6 | 1.6 | 1.6 | 83.48 | 2.88 | 2.88
26.2 | -0.8 | 0 | 79.16 | -1.44 | 0
24.9 | -2.1 | 0 | 76.82 | -3.78 | 0
23.8 | -3.2 | 0 | 74.84 | -5.76 | 0
23 | -4 | 0 | 73.4 | -7.2 | 0
22.4 | -4.6 | 0 | 72.32 | -8.28 | 0
21.9 | -5.1 | 0 | 71.42 | -9.18 | 0
21.6 | -5.4 | 0 | 70.88 | -9.72 | 0
21 | -6 | 0 | 69.8 | -10.8 | 0
20.7 | -6.3 | 0 | 69.26 | -11.34 | 0
20.4 | -6.6 | 0 | 68.72 | -11.88 | 0
20.2 | -6.8 | 0 | 68.36 | -12.24 | 0
19.9 | -7.1 | 0 | 67.82 | -12.78 | 0
19.8 | -7.2 | 0 | 67.64 | -12.96 | 0
21 | -6 | 0 | 69.8 | -10.8 | 0
24.4 | -2.6 | 0 | 75.92 | -4.68 | 0
27.7 | 0.7 | 0.7 | 81.86 | 1.26 | 1.26
30.3 | 3.3 | 3.3 | 86.54 | 5.94 | 5.94
32.3 | 5.3 | 5.3 | 90.14 | 9.54 | 9.54
33.2 | 6.2 | 6.2 | 91.76 | 11.16 | 11.16
33.1 | 6.1 | 6.1 | 91.58 | 10.98 | 10.98
33.1 | 6.1 | 6.1 | 91.58 | 10.98 | 10.98
33.2 | 6.2 | 6.2 | 91.76 | 11.16 | 11.16
31.7 | 4.7 | 4.7 | 89.06 | 8.46 | 8.46
28.9 | 1.9 | 1.9 | 84.02 | 3.42 | 3.42
26.2 | -0.8 | 0 | 79.16 | -1.44 | 0
24.7 | -2.3 | 0 | 76.46 | -4.14 | 0
23.7 | -3.3 | 0 | 74.66 | -5.94 | 0
22.9 | -4.1 | 0 | 73.22 | -7.38 | 0
22.4 | -4.6 | 0 | 72.32 | -8.28 | 0
21.9 | -5.1 | 0 | 71.42 | -9.18 | 0
21.6 | -5.4 | 0 | 70.88 | -9.72 | 0
21.1 | -5.9 | 0 | 69.98 | -10.62 | 0
20.8 | -6.2 | 0 | 69.44 | -11.16 | 0
20.6 | -6.4 | 0 | 69.08 | -11.52 | 0
20.4 | -6.6 | 0 | 68.72 | -11.88 | 0
19.8 | -7.2 | 0 | 67.64 | -12.96 | 0
19.8 | -7.2 | 0 | 67.64 | -12.96 | 0
20.1 | -6.9 | 0 | 68.18 | -12.42 | 0
24.7 | -2.3 | 0 | 76.46 | -4.14 | 0
28.4 | 1.4 | 1.4 | 83.12 | 2.52 | 2.52
30.4 | 3.4 | 3.4 | 86.72 | 6.12 | 6.12
32.4 | 5.4 | 5.4 | 90.32 | 9.72 | 9.72
32.9 | 5.9 | 5.9 | 91.22 | 10.62 | 10.62
33.9 | 6.9 | 6.9 | 93.02 | 12.42 | 12.42
33.9 | 6.9 | 6.9 | 93.02 | 12.42 | 12.42
33.4 | 6.4 | 6.4 | 92.12 | 11.52 | 11.52
31.8 | 4.8 | 4.8 | 89.24 | 8.64 | 8.64
28.2 | 1.2 | 1.2 | 82.76 | 2.16 | 2.16
26 | -1 | 0 | 78.8 | -1.8 | 0
24.7 | -2.3 | 0 | 76.46 | -4.14 | 0
23.8 | -3.2 | 0 | 74.84 | -5.76 | 0
23.1 | -3.9 | 0 | 73.58 | -7.02 | 0
22.5 | -4.5 | 0 | 72.5 | -8.1 | 0
21.9 | -5.1 | 0 | 71.42 | -9.18 | 0
21.6 | -5.4 | 0 | 70.88 | -9.72 | 0
21 | -6 | 0 | 69.8 | -10.8 | 0
20.9 | -6.1 | 0 | 69.62 | -10.98 | 0
20.6 | -6.4 | 0 | 69.08 | -11.52 | 0
20.4 | -6.6 | 0 | 68.72 | -11.88 | 0
19.8 | -7.2 | 0 | 67.64 | -12.96 | 0
19.6 | -7.4 | 0 | 67.28 | -13.32 | 0
19.8 | -7.2 | 0 | 67.64 | -12.96 | 0
23.4 | -3.6 | 0 | 74.12 | -6.48 | 0
26.9 | -0.1 | 0 | 80.42 | -0.18 | 0
29.8 | 2.8 | 2.8 | 85.64 | 5.04 | 5.04
30.6 | 3.6 | 3.6 | 87.08 | 6.48 | 6.48
31.6 | 4.6 | 4.6 | 88.88 | 8.28 | 8.28
32.4 | 5.4 | 5.4 | 90.32 | 9.72 | 9.72
32.6 | 5.6 | 5.6 | 90.68 | 10.08 | 10.08
32.8 | 5.8 | 5.8 | 91.04 | 10.44 | 10.44
30.9 | 3.9 | 3.9 | 87.62 | 7.02 | 7.02
27.8 | 0.8 | 0.8 | 82.04 | 1.44 | 1.44
25.6 | -1.4 | 0 | 78.08 | -2.52 | 0
24.2 | -2.8 | 0 | 75.56 | -5.04 | 0
23.1 | -3.9 | 0 | 73.58 | -7.02 | 0
22.6 | -4.4 | 0 | 72.68 | -7.92 | 0
22.1 | -4.9 | 0 | 71.78 | -8.82 | 0
21.6 | -5.4 | 0 | 70.88 | -9.72 | 0
21.3 | -5.7 | 0 | 70.34 | -10.26 | 0
20.8 | -6.2 | 0 | 69.44 | -11.16 | 0
20.6 | -6.4 | 0 | 69.08 | -11.52 | 0
20.3 | -6.7 | 0 | 68.54 | -12.06 | 0
20.1 | -6.9 | 0 | 68.18 | -12.42 | 0
19.8 | -7.2 | 0 | 67.64 | -12.96 | 0
19.4 | -7.6 | 0 | 66.92 | -13.68 | 0
19.7 | -7.3 | 0 | 67.46 | -13.14 | 0
24.2 | -2.8 | 0 | 75.56 | -5.04 | 0
29 | 2 | 2 | 84.2 | 3.6 | 3.6
31.7 | 4.7 | 4.7 | 89.06 | 8.46 | 8.46
33.2 | 6.2 | 6.2 | 91.76 | 11.16 | 11.16
34.3 | 7.3 | 7.3 | 93.74 | 13.14 | 13.14
34.3 | 7.3 | 7.3 | 93.74 | 13.14 | 13.14
34.5 | 7.5 | 7.5 | 94.1 | 13.5 | 13.5
34.7 | 7.7 | 7.7 | 94.46 | 13.86 | 13.86
32.8 | 5.8 | 5.8 | 91.04 | 10.44 | 10.44
28.7 | 1.7 | 1.7 | 83.66 | 3.06 | 3.06
25.8 | -1.2 | 0 | 78.44 | -2.16 | 0
24.1 | -2.9 | 0 | 75.38 | -5.22 | 0
23 | -4 | 0 | 73.4 | -7.2 | 0
22 | -5 | 0 | 71.6 | -9 | 0
21.4 | -5.6 | 0 | 70.52 | -10.08 | 0
20.8 | -6.2 | 0 | 69.44 | -11.16 | 0
20.5 | -6.5 | 0 | 68.9 | -11.7 | 0
20.4 | -6.6 | 0 | 68.72 | -11.88 | 0
20 | -7 | 0 | 68 | -12.6 | 0
20 | -7 | 0 | 68 | -12.6 | 0
20 | -7 | 0 | 68 | -12.6 | 0
19.8 | -7.2 | 0 | 67.64 | -12.96 | 0
19.5 | -7.5 | 0 | 67.1 | -13.5 | 0
20.1 | -6.9 | 0 | 68.18 | -12.42 | 0
24 | -3 | 0 | 75.2 | -5.4 | 0
27.2 | 0.2 | 0.2 | 80.96 | 0.36 | 0.36
29.6 | 2.6 | 2.6 | 85.28 | 4.68 | 4.68
31.1 | 4.1 | 4.1 | 87.98 | 7.38 | 7.38
32.5 | 5.5 | 5.5 | 90.5 | 9.9 | 9.9
33 | 6 | 6 | 91.4 | 10.8 | 10.8
33.8 | 6.8 | 6.8 | 92.84 | 12.24 | 12.24
33 | 6 | 6 | 91.4 | 10.8 | 10.8
31.4 | 4.4 | 4.4 | 88.52 | 7.92 | 7.92
28.4 | 1.4 | 1.4 | 83.12 | 2.52 | 2.52
26 | -1 | 0 | 78.8 | -1.8 | 0
24.6 | -2.4 | 0 | 76.28 | -4.32 | 0
23.7 | -3.3 | 0 | 74.66 | -5.94 | 0
23.2 | -3.8 | 0 | 73.76 | -6.84 | 0
22.5 | -4.5 | 0 | 72.5 | -8.1 | 0
22 | -5 | 0 | 71.6 | -9 | 0
21.7 | -5.3 | 0 | 71.06 | -9.54 | 0
21.5 | -5.5 | 0 | 70.7 | -9.9 | 0
21 | -6 | 0 | 69.8 | -10.8 | 0
20.7 | -6.3 | 0 | 69.26 | -11.34 | 0
20.6 | -6.4 | 0 | 69.08 | -11.52 | 0
20.5 | -6.5 | 0 | 68.9 | -11.7 | 0
20.2 | -6.8 | 0 | 68.36 | -12.24 | 0
21 | -6 | 0 | 69.8 | -10.8 | 0
23.9 | -3.1 | 0 | 75.02 | -5.58 | 0
25.9 | -1.1 | 0 | 78.62 | -1.98 | 0
29 | 2 | 2 | 84.2 | 3.6 | 3.6
30.9 | 3.9 | 3.9 | 87.62 | 7.02 | 7.02
32.3 | 5.3 | 5.3 | 90.14 | 9.54 | 9.54
32.3 | 5.3 | 5.3 | 90.14 | 9.54 | 9.54
32.7 | 5.7 | 5.7 | 90.86 | 10.26 | 10.26
32.6 | 5.6 | 5.6 | 90.68 | 10.08 | 10.08
31.7 | 4.7 | 4.7 | 89.06 | 8.46 | 8.46
28.7 | 1.7 | 1.7 | 83.66 | 3.06 | 3.06
26.2 | -0.8 | 0 | 79.16 | -1.44 | 0
24.7 | -2.3 | 0 | 76.46 | -4.14 | 0
23.7 | -3.3 | 0 | 74.66 | -5.94 | 0
22.9 | -4.1 | 0 | 73.22 | -7.38 | 0
22.3 | -4.7 | 0 | 72.14 | -8.46 | 0
21.8 | -5.2 | 0 | 71.24 | -9.36 | 0
21.2 | -5.8 | 0 | 70.16 | -10.44 | 0
20.7 | -6.3 | 0 | 69.26 | -11.34 | 0
20.3 | -6.7 | 0 | 68.54 | -12.06 | 0
20.1 | -6.9 | 0 | 68.18 | -12.42 | 0
19.9 | -7.1 | 0 | 67.82 | -12.78 | 0
19.7 | -7.3 | 0 | 67.46 | -13.14 | 0
19.4 | -7.6 | 0 | 66.92 | -13.68 | 0
19.9 | -7.1 | 0 | 67.82 | -12.78 | 0
23.3 | -3.7 | 0 | 73.94 | -6.66 | 0
25.9 | -1.1 | 0 | 78.62 | -1.98 | 0
27.8 | 0.8 | 0.8 | 82.04 | 1.44 | 1.44
29.8 | 2.8 | 2.8 | 85.64 | 5.04 | 5.04
31 | 4 | 4 | 87.8 | 7.2 | 7.2
31.5 | 4.5 | 4.5 | 88.7 | 8.1 | 8.1
31.9 | 4.9 | 4.9 | 89.42 | 8.82 | 8.82
31.7 | 4.7 | 4.7 | 89.06 | 8.46 | 8.46
30.3 | 3.3 | 3.3 | 86.54 | 5.94 | 5.94
27.5 | 0.5 | 0.5 | 81.5 | 0.9 | 0.9
25.5 | -1.5 | 0 | 77.9 | -2.7 | 0
24.5 | -2.5 | 0 | 76.1 | -4.5 | 0
23.5 | -3.5 | 0 | 74.3 | -6.3 | 0
23 | -4 | 0 | 73.4 | -7.2 | 0
22.3 | -4.7 | 0 | 72.14 | -8.46 | 0
21.7 | -5.3 | 0 | 71.06 | -9.54 | 0
21.3 | -5.7 | 0 | 70.34 | -10.26 | 0
20.8 | -6.2 | 0 | 69.44 | -11.16 | 0
20.3 | -6.7 | 0 | 68.54 | -12.06 | 0
20.1 | -6.9 | 0 | 68.18 | -12.42 | 0
19.8 | -7.2 | 0 | 67.64 | -12.96 | 0
19.7 | -7.3 | 0 | 67.46 | -13.14 | 0
19.3 | -7.7 | 0 | 66.74 | -13.86 | 0
19.8 | -7.2 | 0 | 67.64 | -12.96 | 0
23.6 | -3.4 | 0 | 74.48 | -6.12 | 0
26.3 | -0.7 | 0 | 79.34 | -1.26 | 0
29.4 | 2.4 | 2.4 | 84.92 | 4.32 | 4.32
31.1 | 4.1 | 4.1 | 87.98 | 7.38 | 7.38
32.6 | 5.6 | 5.6 | 90.68 | 10.08 | 10.08
33.3 | 6.3 | 6.3 | 91.94 | 11.34 | 11.34
33.1 | 6.1 | 6.1 | 91.58 | 10.98 | 10.98
32.1 | 5.1 | 5.1 | 89.78 | 9.18 | 9.18
30.4 | 3.4 | 3.4 | 86.72 | 6.12 | 6.12
27.3 | 0.3 | 0.3 | 81.14 | 0.54 | 0.54
25.6 | -1.4 | 0 | 78.08 | -2.52 | 0
24.3 | -2.7 | 0 | 75.74 | -4.86 | 0
23.4 | -3.6 | 0 | 74.12 | -6.48 | 0
22.8 | -4.2 | 0 | 73.04 | -7.56 | 0
22.2 | -4.8 | 0 | 71.96 | -8.64 | 0
21.6 | -5.4 | 0 | 70.88 | -9.72 | 0
21.1 | -5.9 | 0 | 69.98 | -10.62 | 0
20.8 | -6.2 | 0 | 69.44 | -11.16 | 0
20.6 | -6.4 | 0 | 69.08 | -11.52 | 0
20.1 | -6.9 | 0 | 68.18 | -12.42 | 0
19.8 | -7.2 | 0 | 67.64 | -12.96 | 0
19.4 | -7.6 | 0 | 66.92 | -13.68 | 0
19.4 | -7.6 | 0 | 66.92 | -13.68 | 0
19.8 | -7.2 | 0 | 67.64 | -12.96 | 0
23.9 | -3.1 | 0 | 75.02 | -5.58 | 0
26.3 | -0.7 | 0 | 79.34 | -1.26 | 0
29.2 | 2.2 | 2.2 | 84.56 | 3.96 | 3.96
31.7 | 4.7 | 4.7 | 89.06 | 8.46 | 8.46
31.9 | 4.9 | 4.9 | 89.42 | 8.82 | 8.82
32.3 | 5.3 | 5.3 | 90.14 | 9.54 | 9.54
33.4 | 6.4 | 6.4 | 92.12 | 11.52 | 11.52
33 | 6 | 6 | 91.4 | 10.8 | 10.8
31.4 | 4.4 | 4.4 | 88.52 | 7.92 | 7.92
28 | 1 | 1 | 82.4 | 1.8 | 1.8
25.5 | -1.5 | 0 | 77.9 | -2.7 | 0
23.9 | -3.1 | 0 | 75.02 | -5.58 | 0
22.9 | -4.1 | 0 | 73.22 | -7.38 | 0
21.9 | -5.1 | 0 | 71.42 | -9.18 | 0
21.4 | -5.6 | 0 | 70.52 | -10.08 | 0
20.9 | -6.1 | 0 | 69.62 | -10.98 | 0
20.5 | -6.5 | 0 | 68.9 | -11.7 | 0
20.2 | -6.8 | 0 | 68.36 | -12.24 | 0
20.2 | -6.8 | 0 | 68.36 | -12.24 | 0
20.1 | -6.9 | 0 | 68.18 | -12.42 | 0
19.9 | -7.1 | 0 | 67.82 | -12.78 | 0
19.5 | -7.5 | 0 | 67.1 | -13.5 | 0
19.4 | -7.6 | 0 | 66.92 | -13.68 | 0
19.4 | -7.6 | 0 | 66.92 | -13.68 | 0
22.4 | -4.6 | 0 | 72.32 | -8.28 | 0
27.6 | 0.6 | 0.6 | 81.68 | 1.08 | 1.08
29.6 | 2.6 | 2.6 | 85.28 | 4.68 | 4.68
32.7 | 5.7 | 5.7 | 90.86 | 10.26 | 10.26
33.3 | 6.3 | 6.3 | 91.94 | 11.34 | 11.34
34.6 | 7.6 | 7.6 | 94.28 | 13.68 | 13.68
33.8 | 6.8 | 6.8 | 92.84 | 12.24 | 12.24
33.6 | 6.6 | 6.6 | 92.48 | 11.88 | 11.88
31.4 | 4.4 | 4.4 | 88.52 | 7.92 | 7.92
28.1 | 1.1 | 1.1 | 82.58 | 1.98 | 1.98
25.4 | -1.6 | 0 | 77.72 | -2.88 | 0
24.2 | -2.8 | 0 | 75.56 | -5.04 | 0
23.1 | -3.9 | 0 | 73.58 | -7.02 | 0
22.4 | -4.6 | 0 | 72.32 | -8.28 | 0
21.9 | -5.1 | 0 | 71.42 | -9.18 | 0
21.4 | -5.6 | 0 | 70.52 | -10.08 | 0
20.9 | -6.1 | 0 | 69.62 | -10.98 | 0
20.5 | -6.5 | 0 | 68.9 | -11.7 | 0
20.2 | -6.8 | 0 | 68.36 | -12.24 | 0
19.9 | -7.1 | 0 | 67.82 | -12.78 | 0
19.8 | -7.2 | 0 | 67.64 | -12.96 | 0
19.4 | -7.6 | 0 | 66.92 | -13.68 | 0
18.9 | -8.1 | 0 | 66.02 | -14.58 | 0
19.8 | -7.2 | 0 | 67.64 | -12.96 | 0
23.2 | -3.8 | 0 | 73.76 | -6.84 | 0
26.7 | -0.3 | 0 | 80.06 | -0.54 | 0
29.7 | 2.7 | 2.7 | 85.46 | 4.86 | 4.86
31.9 | 4.9 | 4.9 | 89.42 | 8.82 | 8.82
33 | 6 | 6 | 91.4 | 10.8 | 10.8
33.7 | 6.7 | 6.7 | 92.66 | 12.06 | 12.06
34.1 | 7.1 | 7.1 | 93.38 | 12.78 | 12.78
33.8 | 6.8 | 6.8 | 92.84 | 12.24 | 12.24
31.8 | 4.8 | 4.8 | 89.24 | 8.64 | 8.64
27.9 | 0.9 | 0.9 | 82.22 | 1.62 | 1.62
25.6 | -1.4 | 0 | 78.08 | -2.52 | 0
24.2 | -2.8 | 0 | 75.56 | -5.04 | 0
23.2 | -3.8 | 0 | 73.76 | -6.84 | 0
22.7 | -4.3 | 0 | 72.86 | -7.74 | 0
21.9 | -5.1 | 0 | 71.42 | -9.18 | 0
21.6 | -5.4 | 0 | 70.88 | -9.72 | 0
20.9 | -6.1 | 0 | 69.62 | -10.98 | 0
20.6 | -6.4 | 0 | 69.08 | -11.52 | 0
20.2 | -6.8 | 0 | 68.36 | -12.24 | 0
19.9 | -7.1 | 0 | 67.82 | -12.78 | 0
19.7 | -7.3 | 0 | 67.46 | -13.14 | 0
19.3 | -7.7 | 0 | 66.74 | -13.86 | 0
19 | -8 | 0 | 66.2 | -14.4 | 0
19.6 | -7.4 | 0 | 67.28 | -13.32 | 0
24.9 | -2.1 | 0 | 76.82 | -3.78 | 0
28.9 | 1.9 | 1.9 | 84.02 | 3.42 | 3.42
31 | 4 | 4 | 87.8 | 7.2 | 7.2
32.7 | 5.7 | 5.7 | 90.86 | 10.26 | 10.26
34 | 7 | 7 | 93.2 | 12.6 | 12.6
34.7 | 7.7 | 7.7 | 94.46 | 13.86 | 13.86
34.8 | 7.8 | 7.8 | 94.64 | 14.04 | 14.04
34.7 | 7.7 | 7.7 | 94.46 | 13.86 | 13.86
33.6 | 6.6 | 6.6 | 92.48 | 11.88 | 11.88
29.4 | 2.4 | 2.4 | 84.92 | 4.32 | 4.32
26.3 | -0.7 | 0 | 79.34 | -1.26 | 0
24.4 | -2.6 | 0 | 75.92 | -4.68 | 0
23.7 | -3.3 | 0 | 74.66 | -5.94 | 0
23 | -4 | 0 | 73.4 | -7.2 | 0
22.4 | -4.6 | 0 | 72.32 | -8.28 | 0
21.9 | -5.1 | 0 | 71.42 | -9.18 | 0
21.2 | -5.8 | 0 | 70.16 | -10.44 | 0
20.6 | -6.4 | 0 | 69.08 | -11.52 | 0
20.2 | -6.8 | 0 | 68.36 | -12.24 | 0
19.8 | -7.2 | 0 | 67.64 | -12.96 | 0
19.5 | -7.5 | 0 | 67.1 | -13.5 | 0
19.2 | -7.8 | 0 | 66.56 | -14.04 | 0
18.8 | -8.2 | 0 | 65.84 | -14.76 | 0
19.6 | -7.4 | 0 | 67.28 | -13.32 | 0
24.7 | -2.3 | 0 | 76.46 | -4.14 | 0
28.7 | 1.7 | 1.7 | 83.66 | 3.06 | 3.06
31.2 | 4.2 | 4.2 | 88.16 | 7.56 | 7.56
32.3 | 5.3 | 5.3 | 90.14 | 9.54 | 9.54
33.7 | 6.7 | 6.7 | 92.66 | 12.06 | 12.06
33.2 | 6.2 | 6.2 | 91.76 | 11.16 | 11.16
33.6 | 6.6 | 6.6 | 92.48 | 11.88 | 11.88
33.2 | 6.2 | 6.2 | 91.76 | 11.16 | 11.16
31 | 4 | 4 | 87.8 | 7.2 | 7.2
28.9 | 1.9 | 1.9 | 84.02 | 3.42 | 3.42
27.3 | 0.3 | 0.3 | 81.14 | 0.54 | 0.54
25.6 | -1.4 | 0 | 78.08 | -2.52 | 0
24.2 | -2.8 | 0 | 75.56 | -5.04 | 0
23.9 | -3.1 | 0 | 75.02 | -5.58 | 0
23.7 | -3.3 | 0 | 74.66 | -5.94 | 0
23.6 | -3.4 | 0 | 74.48 | -6.12 | 0
22.5 | -4.5 | 0 | 72.5 | -8.1 | 0
21.3 | -5.7 | 0 | 70.34 | -10.26 | 0
20.7 | -6.3 | 0 | 69.26 | -11.34 | 0
20.3 | -6.7 | 0 | 68.54 | -12.06 | 0
19.9 | -7.1 | 0 | 67.82 | -12.78 | 0
19.7 | -7.3 | 0 | 67.46 | -13.14 | 0
20.6 | -6.4 | 0 | 69.08 | -11.52 | 0
21.2 | -5.8 | 0 | 70.16 | -10.44 | 0
24.5 | -2.5 | 0 | 76.1 | -4.5 | 0
26.9 | -0.1 | 0 | 80.42 | -0.18 | 0
30.6 | 3.6 | 3.6 | 87.08 | 6.48 | 6.48
32.2 | 5.2 | 5.2 | 89.96 | 9.36 | 9.36
32.6 | 5.6 | 5.6 | 90.68 | 10.08 | 10.08
33.4 | 6.4 | 6.4 | 92.12 | 11.52 | 11.52
33 | 6 | 6 | 91.4 | 10.8 | 10.8
32.4 | 5.4 | 5.4 | 90.32 | 9.72 | 9.72
30.9 | 3.9 | 3.9 | 87.62 | 7.02 | 7.02
27.2 | 0.2 | 0.2 | 80.96 | 0.36 | 0.36
24.8 | -2.2 | 0 | 76.64 | -3.96 | 0
23.4 | -3.6 | 0 | 74.12 | -6.48 | 0
22.6 | -4.4 | 0 | 72.68 | -7.92 | 0
23.7 | -3.3 | 0 | 74.66 | -5.94 | 0
22.8 | -4.2 | 0 | 73.04 | -7.56 | 0
22.5 | -4.5 | 0 | 72.5 | -8.1 | 0
22.4 | -4.6 | 0 | 72.32 | -8.28 | 0
21.4 | -5.6 | 0 | 70.52 | -10.08 | 0
20.9 | -6.1 | 0 | 69.62 | -10.98 | 0
20.8 | -6.2 | 0 | 69.44 | -11.16 | 0
20.2 | -6.8 | 0 | 68.36 | -12.24 | 0
19.9 | -7.1 | 0 | 67.82 | -12.78 | 0
19.1 | -7.9 | 0 | 66.38 | -14.22 | 0
19.4 | -7.6 | 0 | 66.92 | -13.68 | 0
21.3 | -5.7 | 0 | 70.34 | -10.26 | 0
24.4 | -2.6 | 0 | 75.92 | -4.68 | 0
27 | 0 | 0 | 80.6 | 0 | 0
29.8 | 2.8 | 2.8 | 85.64 | 5.04 | 5.04
30.6 | 3.6 | 3.6 | 87.08 | 6.48 | 6.48
30.8 | 3.8 | 3.8 | 87.44 | 6.84 | 6.84
30.3 | 3.3 | 3.3 | 86.54 | 5.94 | 5.94
30.3 | 3.3 | 3.3 | 86.54 | 5.94 | 5.94
28.1 | 1.1 | 1.1 | 82.58 | 1.98 | 1.98
24.5 | -2.5 | 0 | 76.1 | -4.5 | 0
23 | -4 | 0 | 73.4 | -7.2 | 0
21.8 | -5.2 | 0 | 71.24 | -9.36 | 0
21.5 | -5.5 | 0 | 70.7 | -9.9 | 0
20.4 | -6.6 | 0 | 68.72 | -11.88 | 0
19.8 | -7.2 | 0 | 67.64 | -12.96 | 0
19.1 | -7.9 | 0 | 66.38 | -14.22 | 0
18.8 | -8.2 | 0 | 65.84 | -14.76 | 0
18.8 | -8.2 | 0 | 65.84 | -14.76 | 0
19.2 | -7.8 | 0 | 66.56 | -14.04 | 0
19.3 | -7.7 | 0 | 66.74 | -13.86 | 0
18.8 | -8.2 | 0 | 65.84 | -14.76 | 0
18.8 | -8.2 | 0 | 65.84 | -14.76 | 0
18.9 | -8.1 | 0 | 66.02 | -14.58 | 0
19.4 | -7.6 | 0 | 66.92 | -13.68 | 0
21.4 | -5.6 | 0 | 70.52 | -10.08 | 0
24.1 | -2.9 | 0 | 75.38 | -5.22 | 0
26.4 | -0.6 | 0 | 79.52 | -1.08 | 0
26.4 | -0.6 | 0 | 79.52 | -1.08 | 0
26.7 | -0.3 | 0 | 80.06 | -0.54 | 0
26.7 | -0.3 | 0 | 80.06 | -0.54 | 0
25.8 | -1.2 | 0 | 78.44 | -2.16 | 0
25 | -2 | 0 | 77 | -3.6 | 0
23.4 | -3.6 | 0 | 74.12 | -6.48 | 0
22.4 | -4.6 | 0 | 72.32 | -8.28 | 0
21.4 | -5.6 | 0 | 70.52 | -10.08 | 0
20.6 | -6.4 | 0 | 69.08 | -11.52 | 0
20 | -7 | 0 | 68 | -12.6 | 0
19 | -8 | 0 | 66.2 | -14.4 | 0
17.8 | -9.2 | 0 | 64.04 | -16.56 | 0
17.3 | -9.7 | 0 | 63.14 | -17.46 | 0
16.8 | -10.2 | 0 | 62.24 | -18.36 | 0
16.4 | -10.6 | 0 | 61.52 | -19.08 | 0
16.2 | -10.8 | 0 | 61.16 | -19.44 | 0
15.8 | -11.2 | 0 | 60.44 | -20.16 | 0
15.8 | -11.2 | 0 | 60.44 | -20.16 | 0
15.5 | -11.5 | 0 | 59.9 | -20.7 | 0
15.3 | -11.7 | 0 | 59.54 | -21.06 | 0
15.3 | -11.7 | 0 | 59.54 | -21.06 | 0
20.4 | -6.6 | 0 | 68.72 | -11.88 | 0
22.6 | -4.4 | 0 | 72.68 | -7.92 | 0
24.4 | -2.6 | 0 | 75.92 | -4.68 | 0
26.4 | -0.6 | 0 | 79.52 | -1.08 | 0
27.3 | 0.3 | 0.3 | 81.14 | 0.54 | 0.54
27.8 | 0.8 | 0.8 | 82.04 | 1.44 | 1.44
27.8 | 0.8 | 0.8 | 82.04 | 1.44 | 1.44
27.4 | 0.4 | 0.4 | 81.32 | 0.72 | 0.72
25.5 | -1.5 | 0 | 77.9 | -2.7 | 0
23.2 | -3.8 | 0 | 73.76 | -6.84 | 0
21 | -6 | 0 | 69.8 | -10.8 | 0
19.8 | -7.2 | 0 | 67.64 | -12.96 | 0
18.7 | -8.3 | 0 | 65.66 | -14.94 | 0
17.9 | -9.1 | 0 | 64.22 | -16.38 | 0
17.1 | -9.9 | 0 | 62.78 | -17.82 | 0
16.9 | -10.1 | 0 | 62.42 | -18.18 | 0
16.6 | -10.4 | 0 | 61.88 | -18.72 | 0
16 | -11 | 0 | 60.8 | -19.8 | 0
15.9 | -11.1 | 0 | 60.62 | -19.98 | 0
16.1 | -10.9 | 0 | 60.98 | -19.62 | 0
15.5 | -11.5 | 0 | 59.9 | -20.7 | 0
15 | -12 | 0 | 59 | -21.6 | 0
14.9 | -12.1 | 0 | 58.82 | -21.78 | 0
16.7 | -10.3 | 0 | 62.06 | -18.54 | 0
18.4 | -8.6 | 0 | 65.12 | -15.48 | 0
21.7 | -5.3 | 0 | 71.06 | -9.54 | 0
24 | -3 | 0 | 75.2 | -5.4 | 0
25.7 | -1.3 | 0 | 78.26 | -2.34 | 0
26.2 | -0.8 | 0 | 79.16 | -1.44 | 0
27 | 0 | 0 | 80.6 | 0 | 0
27.1 | 0.1 | 0.1 | 80.78 | 0.18 | 0.18
26.8 | -0.2 | 0 | 80.24 | -0.36 | 0
25.1 | -1.9 | 0 | 77.18 | -3.42 | 0
22.1 | -4.9 | 0 | 71.78 | -8.82 | 0
20 | -7 | 0 | 68 | -12.6 | 0
18.7 | -8.3 | 0 | 65.66 | -14.94 | 0
18 | -9 | 0 | 64.4 | -16.2 | 0
16.9 | -10.1 | 0 | 62.42 | -18.18 | 0
16.8 | -10.2 | 0 | 62.24 | -18.36 | 0
16.4 | -10.6 | 0 | 61.52 | -19.08 | 0
16.1 | -10.9 | 0 | 60.98 | -19.62 | 0
15.6 | -11.4 | 0 | 60.08 | -20.52 | 0
14.8 | -12.2 | 0 | 58.64 | -21.96 | 0
14.3 | -12.7 | 0 | 57.74 | -22.86 | 0
14.3 | -12.7 | 0 | 57.74 | -22.86 | 0
14.2 | -12.8 | 0 | 57.56 | -23.04 | 0
13.5 | -13.5 | 0 | 56.3 | -24.3 | 0
15.1 | -11.9 | 0 | 59.18 | -21.42 | 0
19 | -8 | 0 | 66.2 | -14.4 | 0
22.4 | -4.6 | 0 | 72.32 | -8.28 | 0
25.3 | -1.7 | 0 | 77.54 | -3.06 | 0
26.7 | -0.3 | 0 | 80.06 | -0.54 | 0
27.3 | 0.3 | 0.3 | 81.14 | 0.54 | 0.54
27.6 | 0.6 | 0.6 | 81.68 | 1.08 | 1.08
27.9 | 0.9 | 0.9 | 82.22 | 1.62 | 1.62
27.6 | 0.6 | 0.6 | 81.68 | 1.08 | 1.08
26.1 | -0.9 | 0 | 78.98 | -1.62 | 0
22.3 | -4.7 | 0 | 72.14 | -8.46 | 0
19.9 | -7.1 | 0 | 67.82 | -12.78 | 0
18.7 | -8.3 | 0 | 65.66 | -14.94 | 0
17.3 | -9.7 | 0 | 63.14 | -17.46 | 0
16.8 | -10.2 | 0 | 62.24 | -18.36 | 0
16.3 | -10.7 | 0 | 61.34 | -19.26 | 0
15.6 | -11.4 | 0 | 60.08 | -20.52 | 0
14.8 | -12.2 | 0 | 58.64 | -21.96 | 0
14.4 | -12.6 | 0 | 57.92 | -22.68 | 0
13.9 | -13.1 | 0 | 57.02 | -23.58 | 0
13.8 | -13.2 | 0 | 56.84 | -23.76 | 0
13.3 | -13.7 | 0 | 55.94 | -24.66 | 0
13 | -14 | 0 | 55.4 | -25.2 | 0
12.6 | -14.4 | 0 | 54.68 | -25.92 | 0
12.6 | -14.4 | 0 | 54.68 | -25.92 | 0
18.4 | -8.6 | 0 | 65.12 | -15.48 | 0
22.9 | -4.1 | 0 | 73.22 | -7.38 | 0
26 | -1 | 0 | 78.8 | -1.8 | 0
27.3 | 0.3 | 0.3 | 81.14 | 0.54 | 0.54
27.7 | 0.7 | 0.7 | 81.86 | 1.26 | 1.26
28.4 | 1.4 | 1.4 | 83.12 | 2.52 | 2.52
28.2 | 1.2 | 1.2 | 82.76 | 2.16 | 2.16
27.8 | 0.8 | 0.8 | 82.04 | 1.44 | 1.44
26.2 | -0.8 | 0 | 79.16 | -1.44 | 0
21.6 | -5.4 | 0 | 70.88 | -9.72 | 0
19.3 | -7.7 | 0 | 66.74 | -13.86 | 0
17.8 | -9.2 | 0 | 64.04 | -16.56 | 0
16.8 | -10.2 | 0 | 62.24 | -18.36 | 0
16.3 | -10.7 | 0 | 61.34 | -19.26 | 0
15.8 | -11.2 | 0 | 60.44 | -20.16 | 0
15.1 | -11.9 | 0 | 59.18 | -21.42 | 0
14.8 | -12.2 | 0 | 58.64 | -21.96 | 0
14.3 | -12.7 | 0 | 57.74 | -22.86 | 0
13.9 | -13.1 | 0 | 57.02 | -23.58 | 0
13.8 | -13.2 | 0 | 56.84 | -23.76 | 0
13.6 | -13.4 | 0 | 56.48 | -24.12 | 0
13 | -14 | 0 | 55.4 | -25.2 | 0
12.7 | -14.3 | 0 | 54.86 | -25.74 | 0
12.8 | -14.2 | 0 | 55.04 | -25.56 | 0
19 | -8 | 0 | 66.2 | -14.4 | 0
23 | -4 | 0 | 73.4 | -7.2 | 0
25.5 | -1.5 | 0 | 77.9 | -2.7 | 0
27 | 0 | 0 | 80.6 | 0 | 0
27.5 | 0.5 | 0.5 | 81.5 | 0.9 | 0.9
27.8 | 0.8 | 0.8 | 82.04 | 1.44 | 1.44
28 | 1 | 1 | 82.4 | 1.8 | 1.8
27.7 | 0.7 | 0.7 | 81.86 | 1.26 | 1.26
25.7 | -1.3 | 0 | 78.26 | -2.34 | 0
22.1 | -4.9 | 0 | 71.78 | -8.82 | 0
19.9 | -7.1 | 0 | 67.82 | -12.78 | 0
18.3 | -8.7 | 0 | 64.94 | -15.66 | 0
17.4 | -9.6 | 0 | 63.32 | -17.28 | 0
16.7 | -10.3 | 0 | 62.06 | -18.54 | 0
16 | -11 | 0 | 60.8 | -19.8 | 0
15.8 | -11.2 | 0 | 60.44 | -20.16 | 0
15.5 | -11.5 | 0 | 59.9 | -20.7 | 0
15.3 | -11.7 | 0 | 59.54 | -21.06 | 0
14.9 | -12.1 | 0 | 58.82 | -21.78 | 0
14.5 | -12.5 | 0 | 58.1 | -22.5 | 0
14.3 | -12.7 | 0 | 57.74 | -22.86 | 0
14 | -13 | 0 | 57.2 | -23.4 | 0
13.3 | -13.7 | 0 | 55.94 | -24.66 | 0
14 | -13 | 0 | 57.2 | -23.4 | 0
19.2 | -7.8 | 0 | 66.56 | -14.04 | 0
23.1 | -3.9 | 0 | 73.58 | -7.02 | 0
25.3 | -1.7 | 0 | 77.54 | -3.06 | 0
27.1 | 0.1 | 0.1 | 80.78 | 0.18 | 0.18
28 | 1 | 1 | 82.4 | 1.8 | 1.8
28.7 | 1.7 | 1.7 | 83.66 | 3.06 | 3.06
28.9 | 1.9 | 1.9 | 84.02 | 3.42 | 3.42
28.6 | 1.6 | 1.6 | 83.48 | 2.88 | 2.88
27.1 | 0.1 | 0.1 | 80.78 | 0.18 | 0.18
23 | -4 | 0 | 73.4 | -7.2 | 0
20.7 | -6.3 | 0 | 69.26 | -11.34 | 0
19.1 | -7.9 | 0 | 66.38 | -14.22 | 0
18.1 | -8.9 | 0 | 64.58 | -16.02 | 0
17.1 | -9.9 | 0 | 62.78 | -17.82 | 0
16.6 | -10.4 | 0 | 61.88 | -18.72 | 0
16 | -11 | 0 | 60.8 | -19.8 | 0
15.4 | -11.6 | 0 | 59.72 | -20.88 | 0
14.7 | -12.3 | 0 | 58.46 | -22.14 | 0
14.3 | -12.7 | 0 | 57.74 | -22.86 | 0
14 | -13 | 0 | 57.2 | -23.4 | 0
14 | -13 | 0 | 57.2 | -23.4 | 0
13.5 | -13.5 | 0 | 56.3 | -24.3 | 0
13.5 | -13.5 | 0 | 56.3 | -24.3 | 0
15 | -12 | 0 | 59 | -21.6 | 0
18.8 | -8.2 | 0 | 65.84 | -14.76 | 0
21.5 | -5.5 | 0 | 70.7 | -9.9 | 0
25.2 | -1.8 | 0 | 77.36 | -3.24 | 0
26.8 | -0.2 | 0 | 80.24 | -0.36 | 0
27.8 | 0.8 | 0.8 | 82.04 | 1.44 | 1.44
29.2 | 2.2 | 2.2 | 84.56 | 3.96 | 3.96
29.6 | 2.6 | 2.6 | 85.28 | 4.68 | 4.68
29.2 | 2.2 | 2.2 | 84.56 | 3.96 | 3.96
27.3 | 0.3 | 0.3 | 81.14 | 0.54 | 0.54
22.7 | -4.3 | 0 | 72.86 | -7.74 | 0
20.1 | -6.9 | 0 | 68.18 | -12.42 | 0
18.4 | -8.6 | 0 | 65.12 | -15.48 | 0
17.3 | -9.7 | 0 | 63.14 | -17.46 | 0
16.4 | -10.6 | 0 | 61.52 | -19.08 | 0
15.7 | -11.3 | 0 | 60.26 | -20.34 | 0
15.2 | -11.8 | 0 | 59.36 | -21.24 | 0
14.7 | -12.3 | 0 | 58.46 | -22.14 | 0
14.6 | -12.4 | 0 | 58.28 | -22.32 | 0
14.3 | -12.7 | 0 | 57.74 | -22.86 | 0
13.8 | -13.2 | 0 | 56.84 | -23.76 | 0
13.7 | -13.3 | 0 | 56.66 | -23.94 | 0
13.7 | -13.3 | 0 | 56.66 | -23.94 | 0
13.4 | -13.6 | 0 | 56.12 | -24.48 | 0
14.2 | -12.8 | 0 | 57.56 | -23.04 | 0
18.3 | -8.7 | 0 | 64.94 | -15.66 | 0
21.3 | -5.7 | 0 | 70.34 | -10.26 | 0
24.2 | -2.8 | 0 | 75.56 | -5.04 | 0
26.2 | -0.8 | 0 | 79.16 | -1.44 | 0
27.9 | 0.9 | 0.9 | 82.22 | 1.62 | 1.62
27.9 | 0.9 | 0.9 | 82.22 | 1.62 | 1.62
28.1 | 1.1 | 1.1 | 82.58 | 1.98 | 1.98
28.1 | 1.1 | 1.1 | 82.58 | 1.98 | 1.98
25 | -2 | 0 | 77 | -3.6 | 0
21 | -6 | 0 | 69.8 | -10.8 | 0
19.2 | -7.8 | 0 | 66.56 | -14.04 | 0
18 | -9 | 0 | 64.4 | -16.2 | 0
17.2 | -9.8 | 0 | 62.96 | -17.64 | 0
16.6 | -10.4 | 0 | 61.88 | -18.72 | 0
15.7 | -11.3 | 0 | 60.26 | -20.34 | 0
15.6 | -11.4 | 0 | 60.08 | -20.52 | 0
15.1 | -11.9 | 0 | 59.18 | -21.42 | 0
14.8 | -12.2 | 0 | 58.64 | -21.96 | 0
14.5 | -12.5 | 0 | 58.1 | -22.5 | 0
14.1 | -12.9 | 0 | 57.38 | -23.22 | 0
13.9 | -13.1 | 0 | 57.02 | -23.58 | 0
13.2 | -13.8 | 0 | 55.76 | -24.84 | 0
13.1 | -13.9 | 0 | 55.58 | -25.02 | 0
13.1 | -13.9 | 0 | 55.58 | -25.02 | 0
16.7 | -10.3 | 0 | 62.06 | -18.54 | 0
22.1 | -4.9 | 0 | 71.78 | -8.82 | 0
24.6 | -2.4 | 0 | 76.28 | -4.32 | 0
26.8 | -0.2 | 0 | 80.24 | -0.36 | 0
27.2 | 0.2 | 0.2 | 80.96 | 0.36 | 0.36
27.5 | 0.5 | 0.5 | 81.5 | 0.9 | 0.9
27 | 0 | 0 | 80.6 | 0 | 0
26.2 | -0.8 | 0 | 79.16 | -1.44 | 0
23.7 | -3.3 | 0 | 74.66 | -5.94 | 0
21 | -6 | 0 | 69.8 | -10.8 | 0
19.3 | -7.7 | 0 | 66.74 | -13.86 | 0
18 | -9 | 0 | 64.4 | -16.2 | 0
17.5 | -9.5 | 0 | 63.5 | -17.1 | 0
16.6 | -10.4 | 0 | 61.88 | -18.72 | 0
16 | -11 | 0 | 60.8 | -19.8 | 0
15.3 | -11.7 | 0 | 59.54 | -21.06 | 0
15 | -12 | 0 | 59 | -21.6 | 0
14.6 | -12.4 | 0 | 58.28 | -22.32 | 0
14.5 | -12.5 | 0 | 58.1 | -22.5 | 0
14.3 | -12.7 | 0 | 57.74 | -22.86 | 0
14.1 | -12.9 | 0 | 57.38 | -23.22 | 0
13.7 | -13.3 | 0 | 56.66 | -23.94 | 0
13.5 | -13.5 | 0 | 56.3 | -24.3 | 0
13.5 | -13.5 | 0 | 56.3 | -24.3 | 0
16.5 | -10.5 | 0 | 61.7 | -18.9 | 0
20.5 | -6.5 | 0 | 68.9 | -11.7 | 0
23.8 | -3.2 | 0 | 74.84 | -5.76 | 0
25.5 | -1.5 | 0 | 77.9 | -2.7 | 0
26.5 | -0.5 | 0 | 79.7 | -0.9 | 0
27.9 | 0.9 | 0.9 | 82.22 | 1.62 | 1.62
27.7 | 0.7 | 0.7 | 81.86 | 1.26 | 1.26
27.3 | 0.3 | 0.3 | 81.14 | 0.54 | 0.54
24.9 | -2.1 | 0 | 76.82 | -3.78 | 0
22.4 | -4.6 | 0 | 72.32 | -8.28 | 0
20.5 | -6.5 | 0 | 68.9 | -11.7 | 0
19 | -8 | 0 | 66.2 | -14.4 | 0
18.3 | -8.7 | 0 | 64.94 | -15.66 | 0
17.5 | -9.5 | 0 | 63.5 | -17.1 | 0
16.9 | -10.1 | 0 | 62.42 | -18.18 | 0
16.3 | -10.7 | 0 | 61.34 | -19.26 | 0
15.8 | -11.2 | 0 | 60.44 | -20.16 | 0
15.4 | -11.6 | 0 | 59.72 | -20.88 | 0
15 | -12 | 0 | 59 | -21.6 | 0
14.6 | -12.4 | 0 | 58.28 | -22.32 | 0
14.5 | -12.5 | 0 | 58.1 | -22.5 | 0
14.1 | -12.9 | 0 | 57.38 | -23.22 | 0
13.5 | -13.5 | 0 | 56.3 | -24.3 | 0
13.6 | -13.4 | 0 | 56.48 | -24.12 | 0
16.1 | -10.9 | 0 | 60.98 | -19.62 | 0
19.9 | -7.1 | 0 | 67.82 | -12.78 | 0
23.4 | -3.6 | 0 | 74.12 | -6.48 | 0
26.5 | -0.5 | 0 | 79.7 | -0.9 | 0
27.3 | 0.3 | 0.3 | 81.14 | 0.54 | 0.54
28.1 | 1.1 | 1.1 | 82.58 | 1.98 | 1.98
28.4 | 1.4 | 1.4 | 83.12 | 2.52 | 2.52
28 | 1 | 1 | 82.4 | 1.8 | 1.8
25 | -2 | 0 | 77 | -3.6 | 0
21.8 | -5.2 | 0 | 71.24 | -9.36 | 0
20.1 | -6.9 | 0 | 68.18 | -12.42 | 0
18.8 | -8.2 | 0 | 65.84 | -14.76 | 0
17.9 | -9.1 | 0 | 64.22 | -16.38 | 0
17.1 | -9.9 | 0 | 62.78 | -17.82 | 0
16.5 | -10.5 | 0 | 61.7 | -18.9 | 0
16 | -11 | 0 | 60.8 | -19.8 | 0
15.8 | -11.2 | 0 | 60.44 | -20.16 | 0
15.1 | -11.9 | 0 | 59.18 | -21.42 | 0
14.5 | -12.5 | 0 | 58.1 | -22.5 | 0
14.1 | -12.9 | 0 | 57.38 | -23.22 | 0
14.1 | -12.9 | 0 | 57.38 | -23.22 | 0
14.3 | -12.7 | 0 | 57.74 | -22.86 | 0
14.8 | -12.2 | 0 | 58.64 | -21.96 | 0
15.2 | -11.8 | 0 | 59.36 | -21.24 | 0
17.7 | -9.3 | 0 | 63.86 | -16.74 | 0
21.1 | -5.9 | 0 | 69.98 | -10.62 | 0
23.8 | -3.2 | 0 | 74.84 | -5.76 | 0
25.6 | -1.4 | 0 | 78.08 | -2.52 | 0
26.6 | -0.4 | 0 | 79.88 | -0.72 | 0
27.3 | 0.3 | 0.3 | 81.14 | 0.54 | 0.54
27 | 0 | 0 | 80.6 | 0 | 0
26.7 | -0.3 | 0 | 80.06 | -0.54 | 0
24.8 | -2.2 | 0 | 76.64 | -3.96 | 0
20.7 | -6.3 | 0 | 69.26 | -11.34 | 0
18.6 | -8.4 | 0 | 65.48 | -15.12 | 0
17.2 | -9.8 | 0 | 62.96 | -17.64 | 0
15.9 | -11.1 | 0 | 60.62 | -19.98 | 0
15 | -12 | 0 | 59 | -21.6 | 0
14.5 | -12.5 | 0 | 58.1 | -22.5 | 0
14.2 | -12.8 | 0 | 57.56 | -23.04 | 0
13.9 | -13.1 | 0 | 57.02 | -23.58 | 0
14.2 | -12.8 | 0 | 57.56 | -23.04 | 0
14 | -13 | 0 | 57.2 | -23.4 | 0
14.2 | -12.8 | 0 | 57.56 | -23.04 | 0
14.5 | -12.5 | 0 | 58.1 | -22.5 | 0
14.5 | -12.5 | 0 | 58.1 | -22.5 | 0
13.2 | -13.8 | 0 | 55.76 | -24.84 | 0
13.5 | -13.5 | 0 | 56.3 | -24.3 | 0
18.5 | -8.5 | 0 | 65.3 | -15.3 | 0
23.2 | -3.8 | 0 | 73.76 | -6.84 | 0
26.1 | -0.9 | 0 | 78.98 | -1.62 | 0
27 | 0 | 0 | 80.6 | 0 | 0
27.7 | 0.7 | 0.7 | 81.86 | 1.26 | 1.26
28.3 | 1.3 | 1.3 | 82.94 | 2.34 | 2.34
28.5 | 1.5 | 1.5 | 83.3 | 2.7 | 2.7
27.7 | 0.7 | 0.7 | 81.86 | 1.26 | 1.26
25.3 | -1.7 | 0 | 77.54 | -3.06 | 0
21.4 | -5.6 | 0 | 70.52 | -10.08 | 0
18.7 | -8.3 | 0 | 65.66 | -14.94 | 0
17 | -10 | 0 | 62.6 | -18 | 0
16 | -11 | 0 | 60.8 | -19.8 | 0
15.1 | -11.9 | 0 | 59.18 | -21.42 | 0
14.3 | -12.7 | 0 | 57.74 | -22.86 | 0
14.2 | -12.8 | 0 | 57.56 | -23.04 | 0
14.2 | -12.8 | 0 | 57.56 | -23.04 | 0
13.4 | -13.6 | 0 | 56.12 | -24.48 | 0
13 | -14 | 0 | 55.4 | -25.2 | 0
12.9 | -14.1 | 0 | 55.22 | -25.38 | 0
12.9 | -14.1 | 0 | 55.22 | -25.38 | 0
12.3 | -14.7 | 0 | 54.14 | -26.46 | 0
11.8 | -15.2 | 0 | 53.24 | -27.36 | 0
11.8 | -15.2 | 0 | 53.24 | -27.36 | 0
17 | -10 | 0 | 62.6 | -18 | 0
21.2 | -5.8 | 0 | 70.16 | -10.44 | 0
24.6 | -2.4 | 0 | 76.28 | -4.32 | 0
26.2 | -0.8 | 0 | 79.16 | -1.44 | 0
26.6 | -0.4 | 0 | 79.88 | -0.72 | 0
27 | 0 | 0 | 80.6 | 0 | 0
27.3 | 0.3 | 0.3 | 81.14 | 0.54 | 0.54
27 | 0 | 0 | 80.6 | 0 | 0
25.3 | -1.7 | 0 | 77.54 | -3.06 | 0
21.3 | -5.7 | 0 | 70.34 | -10.26 | 0
19 | -8 | 0 | 66.2 | -14.4 | 0
17.8 | -9.2 | 0 | 64.04 | -16.56 | 0
16.9 | -10.1 | 0 | 62.42 | -18.18 | 0
16.2 | -10.8 | 0 | 61.16 | -19.44 | 0
15.5 | -11.5 | 0 | 59.9 | -20.7 | 0
15 | -12 | 0 | 59 | -21.6 | 0
14.6 | -12.4 | 0 | 58.28 | -22.32 | 0
14.1 | -12.9 | 0 | 57.38 | -23.22 | 0
14.1 | -12.9 | 0 | 57.38 | -23.22 | 0
13.7 | -13.3 | 0 | 56.66 | -23.94 | 0
13.6 | -13.4 | 0 | 56.48 | -24.12 | 0
13.1 | -13.9 | 0 | 55.58 | -25.02 | 0
12.7 | -14.3 | 0 | 54.86 | -25.74 | 0
12.6 | -14.4 | 0 | 54.68 | -25.92 | 0
16.6 | -10.4 | 0 | 61.88 | -18.72 | 0
22.8 | -4.2 | 0 | 73.04 | -7.56 | 0
25.8 | -1.2 | 0 | 78.44 | -2.16 | 0
28 | 1 | 1 | 82.4 | 1.8 | 1.8
28.3 | 1.3 | 1.3 | 82.94 | 2.34 | 2.34
28.7 | 1.7 | 1.7 | 83.66 | 3.06 | 3.06
28.3 | 1.3 | 1.3 | 82.94 | 2.34 | 2.34
27.3 | 0.3 | 0.3 | 81.14 | 0.54 | 0.54
24.9 | -2.1 | 0 | 76.82 | -3.78 | 0
21.1 | -5.9 | 0 | 69.98 | -10.62 | 0
19.1 | -7.9 | 0 | 66.38 | -14.22 | 0
17.8 | -9.2 | 0 | 64.04 | -16.56 | 0
17 | -10 | 0 | 62.6 | -18 | 0
16.1 | -10.9 | 0 | 60.98 | -19.62 | 0
15.3 | -11.7 | 0 | 59.54 | -21.06 | 0
14.8 | -12.2 | 0 | 58.64 | -21.96 | 0
14.1 | -12.9 | 0 | 57.38 | -23.22 | 0
13.6 | -13.4 | 0 | 56.48 | -24.12 | 0
13.2 | -13.8 | 0 | 55.76 | -24.84 | 0
12.9 | -14.1 | 0 | 55.22 | -25.38 | 0
12.5 | -14.5 | 0 | 54.5 | -26.1 | 0
12 | -15 | 0 | 53.6 | -27 | 0
11.6 | -15.4 | 0 | 52.88 | -27.72 | 0
13.1 | -13.9 | 0 | 55.58 | -25.02 | 0
15.3 | -11.7 | 0 | 59.54 | -21.06 | 0
19.1 | -7.9 | 0 | 66.38 | -14.22 | 0
23 | -4 | 0 | 73.4 | -7.2 | 0
25.1 | -1.9 | 0 | 77.18 | -3.42 | 0
26 | -1 | 0 | 78.8 | -1.8 | 0
25.9 | -1.1 | 0 | 78.62 | -1.98 | 0
26 | -1 | 0 | 78.8 | -1.8 | 0
24.7 | -2.3 | 0 | 76.46 | -4.14 | 0
22.8 | -4.2 | 0 | 73.04 | -7.56 | 0
19.8 | -7.2 | 0 | 67.64 | -12.96 | 0
17.5 | -9.5 | 0 | 63.5 | -17.1 | 0
16 | -11 | 0 | 60.8 | -19.8 | 0
15.3 | -11.7 | 0 | 59.54 | -21.06 | 0
14.5 | -12.5 | 0 | 58.1 | -22.5 | 0
14 | -13 | 0 | 57.2 | -23.4 | 0
13.5 | -13.5 | 0 | 56.3 | -24.3 | 0
13 | -14 | 0 | 55.4 | -25.2 | 0
12.8 | -14.2 | 0 | 55.04 | -25.56 | 0
12.5 | -14.5 | 0 | 54.5 | -26.1 | 0
12.6 | -14.4 | 0 | 54.68 | -25.92 | 0
12.9 | -14.1 | 0 | 55.22 | -25.38 | 0
13 | -14 | 0 | 55.4 | -25.2 | 0
12.9 | -14.1 | 0 | 55.22 | -25.38 | 0
13.2 | -13.8 | 0 | 55.76 | -24.84 | 0
17 | -10 | 0 | 62.6 | -18 | 0
19.6 | -7.4 | 0 | 67.28 | -13.32 | 0
23.4 | -3.6 | 0 | 74.12 | -6.48 | 0
25.4 | -1.6 | 0 | 77.72 | -2.88 | 0
26.1 | -0.9 | 0 | 78.98 | -1.62 | 0
27 | 0 | 0 | 80.6 | 0 | 0
27 | 0 | 0 | 80.6 | 0 | 0
26.8 | -0.2 | 0 | 80.24 | -0.36 | 0
24.8 | -2.2 | 0 | 76.64 | -3.96 | 0
20.7 | -6.3 | 0 | 69.26 | -11.34 | 0
18.4 | -8.6 | 0 | 65.12 | -15.48 | 0
17.4 | -9.6 | 0 | 63.32 | -17.28 | 0
16.5 | -10.5 | 0 | 61.7 | -18.9 | 0
15.4 | -11.6 | 0 | 59.72 | -20.88 | 0
14.5 | -12.5 | 0 | 58.1 | -22.5 | 0
14 | -13 | 0 | 57.2 | -23.4 | 0
13.2 | -13.8 | 0 | 55.76 | -24.84 | 0
12.7 | -14.3 | 0 | 54.86 | -25.74 | 0
12.4 | -14.6 | 0 | 54.32 | -26.28 | 0
12.6 | -14.4 | 0 | 54.68 | -25.92 | 0
12.9 | -14.1 | 0 | 55.22 | -25.38 | 0
12.4 | -14.6 | 0 | 54.32 | -26.28 | 0
12.2 | -14.8 | 0 | 53.96 | -26.64 | 0
13.4 | -13.6 | 0 | 56.12 | -24.48 | 0
18.3 | -8.7 | 0 | 64.94 | -15.66 | 0
21.1 | -5.9 | 0 | 69.98 | -10.62 | 0
25.6 | -1.4 | 0 | 78.08 | -2.52 | 0
26.2 | -0.8 | 0 | 79.16 | -1.44 | 0
27.2 | 0.2 | 0.2 | 80.96 | 0.36 | 0.36
27.7 | 0.7 | 0.7 | 81.86 | 1.26 | 1.26
27.7 | 0.7 | 0.7 | 81.86 | 1.26 | 1.26
27.4 | 0.4 | 0.4 | 81.32 | 0.72 | 0.72
24.7 | -2.3 | 0 | 76.46 | -4.14 | 0
20.4 | -6.6 | 0 | 68.72 | -11.88 | 0
17.9 | -9.1 | 0 | 64.22 | -16.38 | 0
16.5 | -10.5 | 0 | 61.7 | -18.9 | 0
15.4 | -11.6 | 0 | 59.72 | -20.88 | 0
14.9 | -12.1 | 0 | 58.82 | -21.78 | 0
13.9 | -13.1 | 0 | 57.02 | -23.58 | 0
13.7 | -13.3 | 0 | 56.66 | -23.94 | 0
13.2 | -13.8 | 0 | 55.76 | -24.84 | 0
12.7 | -14.3 | 0 | 54.86 | -25.74 | 0
12.4 | -14.6 | 0 | 54.32 | -26.28 | 0
12.2 | -14.8 | 0 | 53.96 | -26.64 | 0
11.9 | -15.1 | 0 | 53.42 | -27.18 | 0
11.7 | -15.3 | 0 | 53.06 | -27.54 | 0
11.4 | -15.6 | 0 | 52.52 | -28.08 | 0
11.4 | -15.6 | 0 | 52.52 | -28.08 | 0
15.1 | -11.9 | 0 | 59.18 | -21.42 | 0
20.4 | -6.6 | 0 | 68.72 | -11.88 | 0
24.5 | -2.5 | 0 | 76.1 | -4.5 | 0
25.8 | -1.2 | 0 | 78.44 | -2.16 | 0
26 | -1 | 0 | 78.8 | -1.8 | 0
26.8 | -0.2 | 0 | 80.24 | -0.36 | 0
26.4 | -0.6 | 0 | 79.52 | -1.08 | 0
25.9 | -1.1 | 0 | 78.62 | -1.98 | 0
23.4 | -3.6 | 0 | 74.12 | -6.48 | 0
19.9 | -7.1 | 0 | 67.82 | -12.78 | 0
17.9 | -9.1 | 0 | 64.22 | -16.38 | 0
16.4 | -10.6 | 0 | 61.52 | -19.08 | 0
15.7 | -11.3 | 0 | 60.26 | -20.34 | 0
15.4 | -11.6 | 0 | 59.72 | -20.88 | 0
14.4 | -12.6 | 0 | 57.92 | -22.68 | 0
14.2 | -12.8 | 0 | 57.56 | -23.04 | 0
13.7 | -13.3 | 0 | 56.66 | -23.94 | 0
13.2 | -13.8 | 0 | 55.76 | -24.84 | 0
12.7 | -14.3 | 0 | 54.86 | -25.74 | 0
12.4 | -14.6 | 0 | 54.32 | -26.28 | 0
11.8 | -15.2 | 0 | 53.24 | -27.36 | 0
11.4 | -15.6 | 0 | 52.52 | -28.08 | 0
11.1 | -15.9 | 0 | 51.98 | -28.62 | 0
12 | -15 | 0 | 53.6 | -27 | 0
15.5 | -11.5 | 0 | 59.9 | -20.7 | 0
19 | -8 | 0 | 66.2 | -14.4 | 0
21.6 | -5.4 | 0 | 70.88 | -9.72 | 0
23.5 | -3.5 | 0 | 74.3 | -6.3 | 0
24.8 | -2.2 | 0 | 76.64 | -3.96 | 0
25 | -2 | 0 | 77 | -3.6 | 0
25.2 | -1.8 | 0 | 77.36 | -3.24 | 0
24.7 | -2.3 | 0 | 76.46 | -4.14 | 0
22.4 | -4.6 | 0 | 72.32 | -8.28 | 0
18.8 | -8.2 | 0 | 65.84 | -14.76 | 0
16.7 | -10.3 | 0 | 62.06 | -18.54 | 0
15.5 | -11.5 | 0 | 59.9 | -20.7 | 0
14.7 | -12.3 | 0 | 58.46 | -22.14 | 0
14.3 | -12.7 | 0 | 57.74 | -22.86 | 0
13.5 | -13.5 | 0 | 56.3 | -24.3 | 0
13 | -14 | 0 | 55.4 | -25.2 | 0
12.6 | -14.4 | 0 | 54.68 | -25.92 | 0
12.1 | -14.9 | 0 | 53.78 | -26.82 | 0
11.6 | -15.4 | 0 | 52.88 | -27.72 | 0
11 | -16 | 0 | 51.8 | -28.8 | 0
10.7 | -16.3 | 0 | 51.26 | -29.34 | 0
10.6 | -16.4 | 0 | 51.08 | -29.52 | 0
10.5 | -16.5 | 0 | 50.9 | -29.7 | 0
10.5 | -16.5 | 0 | 50.9 | -29.7 | 0
14.1 | -12.9 | 0 | 57.38 | -23.22 | 0
18.5 | -8.5 | 0 | 65.3 | -15.3 | 0
22 | -5 | 0 | 71.6 | -9 | 0
24.7 | -2.3 | 0 | 76.46 | -4.14 | 0
25.2 | -1.8 | 0 | 77.36 | -3.24 | 0
25.5 | -1.5 | 0 | 77.9 | -2.7 | 0
25.3 | -1.7 | 0 | 77.54 | -3.06 | 0
24.9 | -2.1 | 0 | 76.82 | -3.78 | 0
22.4 | -4.6 | 0 | 72.32 | -8.28 | 0
19 | -8 | 0 | 66.2 | -14.4 | 0
16.8 | -10.2 | 0 | 62.24 | -18.36 | 0
15.8 | -11.2 | 0 | 60.44 | -20.16 | 0
14.7 | -12.3 | 0 | 58.46 | -22.14 | 0
14.4 | -12.6 | 0 | 57.92 | -22.68 | 0
13.8 | -13.2 | 0 | 56.84 | -23.76 | 0
13.2 | -13.8 | 0 | 55.76 | -24.84 | 0
12.7 | -14.3 | 0 | 54.86 | -25.74 | 0
12.7 | -14.3 | 0 | 54.86 | -25.74 | 0
12.6 | -14.4 | 0 | 54.68 | -25.92 | 0
12.3 | -14.7 | 0 | 54.14 | -26.46 | 0
11.8 | -15.2 | 0 | 53.24 | -27.36 | 0
11.3 | -15.7 | 0 | 52.34 | -28.26 | 0
11.1 | -15.9 | 0 | 51.98 | -28.62 | 0
10.8 | -16.2 | 0 | 51.44 | -29.16 | 0
15.4 | -11.6 | 0 | 59.72 | -20.88 | 0
18.2 | -8.8 | 0 | 64.76 | -15.84 | 0
20.5 | -6.5 | 0 | 68.9 | -11.7 | 0
22.2 | -4.8 | 0 | 71.96 | -8.64 | 0
23.5 | -3.5 | 0 | 74.3 | -6.3 | 0
24.1 | -2.9 | 0 | 75.38 | -5.22 | 0
24.2 | -2.8 | 0 | 75.56 | -5.04 | 0
24.1 | -2.9 | 0 | 75.38 | -5.22 | 0
22.6 | -4.4 | 0 | 72.68 | -7.92 | 0
18.6 | -8.4 | 0 | 65.48 | -15.12 | 0
16.3 | -10.7 | 0 | 61.34 | -19.26 | 0
14.8 | -12.2 | 0 | 58.64 | -21.96 | 0
14.1 | -12.9 | 0 | 57.38 | -23.22 | 0
13.2 | -13.8 | 0 | 55.76 | -24.84 | 0
12.6 | -14.4 | 0 | 54.68 | -25.92 | 0
12.1 | -14.9 | 0 | 53.78 | -26.82 | 0
11.6 | -15.4 | 0 | 52.88 | -27.72 | 0
11.2 | -15.8 | 0 | 52.16 | -28.44 | 0
10.9 | -16.1 | 0 | 51.62 | -28.98 | 0
10.4 | -16.6 | 0 | 50.72 | -29.88 | 0
10.6 | -16.4 | 0 | 51.08 | -29.52 | 0
10.6 | -16.4 | 0 | 51.08 | -29.52 | 0
10.6 | -16.4 | 0 | 51.08 | -29.52 | 0
10.6 | -16.4 | 0 | 51.08 | -29.52 | 0
14.6 | -12.4 | 0 | 58.28 | -22.32 | 0
19 | -8 | 0 | 66.2 | -14.4 | 0
21.6 | -5.4 | 0 | 70.88 | -9.72 | 0
23.1 | -3.9 | 0 | 73.58 | -7.02 | 0
24.1 | -2.9 | 0 | 75.38 | -5.22 | 0
25.1 | -1.9 | 0 | 77.18 | -3.42 | 0
24.7 | -2.3 | 0 | 76.46 | -4.14 | 0
24.4 | -2.6 | 0 | 75.92 | -4.68 | 0
23.1 | -3.9 | 0 | 73.58 | -7.02 | 0
19.1 | -7.9 | 0 | 66.38 | -14.22 | 0
16.8 | -10.2 | 0 | 62.24 | -18.36 | 0
15.4 | -11.6 | 0 | 59.72 | -20.88 | 0
14.3 | -12.7 | 0 | 57.74 | -22.86 | 0
13.9 | -13.1 | 0 | 57.02 | -23.58 | 0
13.2 | -13.8 | 0 | 55.76 | -24.84 | 0
12.7 | -14.3 | 0 | 54.86 | -25.74 | 0
11.6 | -15.4 | 0 | 52.88 | -27.72 | 0
11.1 | -15.9 | 0 | 51.98 | -28.62 | 0
11 | -16 | 0 | 51.8 | -28.8 | 0
10.1 | -16.9 | 0 | 50.18 | -30.42 | 0
9.9 | -17.1 | 0 | 49.82 | -30.78 | 0
9.8 | -17.2 | 0 | 49.64 | -30.96 | 0
10.5 | -16.5 | 0 | 50.9 | -29.7 | 0
12 | -15 | 0 | 53.6 | -27 | 0
15.2 | -11.8 | 0 | 59.36 | -21.24 | 0
18.7 | -8.3 | 0 | 65.66 | -14.94 | 0
21.1 | -5.9 | 0 | 69.98 | -10.62 | 0
22.9 | -4.1 | 0 | 73.22 | -7.38 | 0
24.3 | -2.7 | 0 | 75.74 | -4.86 | 0
25.2 | -1.8 | 0 | 77.36 | -3.24 | 0
25.2 | -1.8 | 0 | 77.36 | -3.24 | 0
25 | -2 | 0 | 77 | -3.6 | 0
23.1 | -3.9 | 0 | 73.58 | -7.02 | 0
20.7 | -6.3 | 0 | 69.26 | -11.34 | 0
19.4 | -7.6 | 0 | 66.92 | -13.68 | 0
18.8 | -8.2 | 0 | 65.84 | -14.76 | 0
18.1 | -8.9 | 0 | 64.58 | -16.02 | 0
17.2 | -9.8 | 0 | 62.96 | -17.64 | 0
16.5 | -10.5 | 0 | 61.7 | -18.9 | 0
15.1 | -11.9 | 0 | 59.18 | -21.42 | 0
14.7 | -12.3 | 0 | 58.46 | -22.14 | 0
13.9 | -13.1 | 0 | 57.02 | -23.58 | 0
12.3 | -14.7 | 0 | 54.14 | -26.46 | 0
11.3 | -15.7 | 0 | 52.34 | -28.26 | 0
10.5 | -16.5 | 0 | 50.9 | -29.7 | 0
10.2 | -16.8 | 0 | 50.36 | -30.24 | 0
10.2 | -16.8 | 0 | 50.36 | -30.24 | 0
9.8 | -17.2 | 0 | 49.64 | -30.96 | 0
12.2 | -14.8 | 0 | 53.96 | -26.64 | 0
15 | -12 | 0 | 59 | -21.6 | 0
17.9 | -9.1 | 0 | 64.22 | -16.38 | 0
19.5 | -7.5 | 0 | 67.1 | -13.5 | 0
21.1 | -5.9 | 0 | 69.98 | -10.62 | 0
21 | -6 | 0 | 69.8 | -10.8 | 0
21 | -6 | 0 | 69.8 | -10.8 | 0
20.9 | -6.1 | 0 | 69.62 | -10.98 | 0
20 | -7 | 0 | 68 | -12.6 | 0
17.9 | -9.1 | 0 | 64.22 | -16.38 | 0
15 | -12 | 0 | 59 | -21.6 | 0
13.5 | -13.5 | 0 | 56.3 | -24.3 | 0
12.4 | -14.6 | 0 | 54.32 | -26.28 | 0
11.3 | -15.7 | 0 | 52.34 | -28.26 | 0
10.5 | -16.5 | 0 | 50.9 | -29.7 | 0
9.9 | -17.1 | 0 | 49.82 | -30.78 | 0
9.3 | -17.7 | 0 | 48.74 | -31.86 | 0
9.2 | -17.8 | 0 | 48.56 | -32.04 | 0
9.5 | -17.5 | 0 | 49.1 | -31.5 | 0
9.5 | -17.5 | 0 | 49.1 | -31.5 | 0
9.6 | -17.4 | 0 | 49.28 | -31.32 | 0
9.7 | -17.3 | 0 | 49.46 | -31.14 | 0
9.8 | -17.2 | 0 | 49.64 | -30.96 | 0
10 | -17 | 0 | 50 | -30.6 | 0
12.6 | -14.4 | 0 | 54.68 | -25.92 | 0
16.5 | -10.5 | 0 | 61.7 | -18.9 | 0
19.8 | -7.2 | 0 | 67.64 | -12.96 | 0
21.3 | -5.7 | 0 | 70.34 | -10.26 | 0
22.5 | -4.5 | 0 | 72.5 | -8.1 | 0
22.8 | -4.2 | 0 | 73.04 | -7.56 | 0
23.7 | -3.3 | 0 | 74.66 | -5.94 | 0
23.5 | -3.5 | 0 | 74.3 | -6.3 | 0
21.8 | -5.2 | 0 | 71.24 | -9.36 | 0
18.6 | -8.4 | 0 | 65.48 | -15.12 | 0
15.1 | -11.9 | 0 | 59.18 | -21.42 | 0
13.3 | -13.7 | 0 | 55.94 | -24.66 | 0
11.9 | -15.1 | 0 | 53.42 | -27.18 | 0
11.3 | -15.7 | 0 | 52.34 | -28.26 | 0
10.1 | -16.9 | 0 | 50.18 | -30.42 | 0
9.7 | -17.3 | 0 | 49.46 | -31.14 | 0
9 | -18 | 0 | 48.2 | -32.4 | 0
8.6 | -18.4 | 0 | 47.48 | -33.12 | 0
8.7 | -18.3 | 0 | 47.66 | -32.94 | 0
8.6 | -18.4 | 0 | 47.48 | -33.12 | 0
8.7 | -18.3 | 0 | 47.66 | -32.94 | 0
8.8 | -18.2 | 0 | 47.84 | -32.76 | 0
8 | -19 | 0 | 46.4 | -34.2 | 0
8 | -19 | 0 | 46.4 | -34.2 | 0
12.3 | -14.7 | 0 | 54.14 | -26.46 | 0
16.8 | -10.2 | 0 | 62.24 | -18.36 | 0
19.3 | -7.7 | 0 | 66.74 | -13.86 | 0
21.8 | -5.2 | 0 | 71.24 | -9.36 | 0
22 | -5 | 0 | 71.6 | -9 | 0
22.8 | -4.2 | 0 | 73.04 | -7.56 | 0
23.6 | -3.4 | 0 | 74.48 | -6.12 | 0
23.3 | -3.7 | 0 | 73.94 | -6.66 | 0
21.3 | -5.7 | 0 | 70.34 | -10.26 | 0
16.8 | -10.2 | 0 | 62.24 | -18.36 | 0
14.1 | -12.9 | 0 | 57.38 | -23.22 | 0
12.3 | -14.7 | 0 | 54.14 | -26.46 | 0
11.6 | -15.4 | 0 | 52.88 | -27.72 | 0
10.7 | -16.3 | 0 | 51.26 | -29.34 | 0
9.8 | -17.2 | 0 | 49.64 | -30.96 | 0
9.3 | -17.7 | 0 | 48.74 | -31.86 | 0
8.8 | -18.2 | 0 | 47.84 | -32.76 | 0
8.6 | -18.4 | 0 | 47.48 | -33.12 | 0
8.1 | -18.9 | 0 | 46.58 | -34.02 | 0
7.8 | -19.2 | 0 | 46.04 | -34.56 | 0
7.3 | -19.7 | 0 | 45.14 | -35.46 | 0
6.9 | -20.1 | 0 | 44.42 | -36.18 | 0
7 | -20 | 0 | 44.6 | -36 | 0
7.3 | -19.7 | 0 | 45.14 | -35.46 | 0
9.2 | -17.8 | 0 | 48.56 | -32.04 | 0
14.8 | -12.2 | 0 | 58.64 | -21.96 | 0
18.2 | -8.8 | 0 | 64.76 | -15.84 | 0
23.7 | -3.3 | 0 | 74.66 | -5.94 | 0
23.4 | -3.6 | 0 | 74.12 | -6.48 | 0
23.8 | -3.2 | 0 | 74.84 | -5.76 | 0
23.8 | -3.2 | 0 | 74.84 | -5.76 | 0
23.7 | -3.3 | 0 | 74.66 | -5.94 | 0
22.2 | -4.8 | 0 | 71.96 | -8.64 | 0
17.7 | -9.3 | 0 | 63.86 | -16.74 | 0
14.7 | -12.3 | 0 | 58.46 | -22.14 | 0
13.2 | -13.8 | 0 | 55.76 | -24.84 | 0
12.2 | -14.8 | 0 | 53.96 | -26.64 | 0
11.3 | -15.7 | 0 | 52.34 | -28.26 | 0
10.5 | -16.5 | 0 | 50.9 | -29.7 | 0
9.9 | -17.1 | 0 | 49.82 | -30.78 | 0
9.3 | -17.7 | 0 | 48.74 | -31.86 | 0
9 | -18 | 0 | 48.2 | -32.4 | 0
8.7 | -18.3 | 0 | 47.66 | -32.94 | 0
8.4 | -18.6 | 0 | 47.12 | -33.48 | 0
8.2 | -18.8 | 0 | 46.76 | -33.84 | 0
8.2 | -18.8 | 0 | 46.76 | -33.84 | 0
9 | -18 | 0 | 48.2 | -32.4 | 0
10 | -17 | 0 | 50 | -30.6 | 0
13.3 | -13.7 | 0 | 55.94 | -24.66 | 0
16.8 | -10.2 | 0 | 62.24 | -18.36 | 0
20 | -7 | 0 | 68 | -12.6 | 0
21.8 | -5.2 | 0 | 71.24 | -9.36 | 0
23.2 | -3.8 | 0 | 73.76 | -6.84 | 0
23.8 | -3.2 | 0 | 74.84 | -5.76 | 0
24.2 | -2.8 | 0 | 75.56 | -5.04 | 0
24.2 | -2.8 | 0 | 75.56 | -5.04 | 0
22.8 | -4.2 | 0 | 73.04 | -7.56 | 0
20.2 | -6.8 | 0 | 68.36 | -12.24 | 0
18.5 | -8.5 | 0 | 65.3 | -15.3 | 0
17.1 | -9.9 | 0 | 62.78 | -17.82 | 0
16.3 | -10.7 | 0 | 61.34 | -19.26 | 0
15.3 | -11.7 | 0 | 59.54 | -21.06 | 0
14.4 | -12.6 | 0 | 57.92 | -22.68 | 0
14.4 | -12.6 | 0 | 57.92 | -22.68 | 0
14.3 | -12.7 | 0 | 57.74 | -22.86 | 0
13.1 | -13.9 | 0 | 55.58 | -25.02 | 0
11.5 | -15.5 | 0 | 52.7 | -27.9 | 0
11.5 | -15.5 | 0 | 52.7 | -27.9 | 0
11.5 | -15.5 | 0 | 52.7 | -27.9 | 0
11.6 | -15.4 | 0 | 52.88 | -27.72 | 0
11.7 | -15.3 | 0 | 53.06 | -27.54 | 0
11.3 | -15.7 | 0 | 52.34 | -28.26 | 0
12.2 | -14.8 | 0 | 53.96 | -26.64 | 0
15.2 | -11.8 | 0 | 59.36 | -21.24 | 0
19.7 | -7.3 | 0 | 67.46 | -13.14 | 0
21.4 | -5.6 | 0 | 70.52 | -10.08 | 0
23.2 | -3.8 | 0 | 73.76 | -6.84 | 0
24.2 | -2.8 | 0 | 75.56 | -5.04 | 0
24.4 | -2.6 | 0 | 75.92 | -4.68 | 0
24.3 | -2.7 | 0 | 75.74 | -4.86 | 0
24.2 | -2.8 | 0 | 75.56 | -5.04 | 0
20.7 | -6.3 | 0 | 69.26 | -11.34 | 0
18.1 | -8.9 | 0 | 64.58 | -16.02 | 0
16.3 | -10.7 | 0 | 61.34 | -19.26 | 0
15 | -12 | 0 | 59 | -21.6 | 0
13.6 | -13.4 | 0 | 56.48 | -24.12 | 0
12.7 | -14.3 | 0 | 54.86 | -25.74 | 0
12 | -15 | 0 | 53.6 | -27 | 0
11.2 | -15.8 | 0 | 52.16 | -28.44 | 0
10.9 | -16.1 | 0 | 51.62 | -28.98 | 0
10.5 | -16.5 | 0 | 50.9 | -29.7 | 0
10.2 | -16.8 | 0 | 50.36 | -30.24 | 0
9.9 | -17.1 | 0 | 49.82 | -30.78 | 0
9.7 | -17.3 | 0 | 49.46 | -31.14 | 0
9.2 | -17.8 | 0 | 48.56 | -32.04 | 0
9.2 | -17.8 | 0 | 48.56 | -32.04 | 0
10.6 | -16.4 | 0 | 51.08 | -29.52 | 0
15.4 | -11.6 | 0 | 59.72 | -20.88 | 0
19.5 | -7.5 | 0 | 67.1 | -13.5 | 0
21.5 | -5.5 | 0 | 70.7 | -9.9 | 0
21.6 | -5.4 | 0 | 70.88 | -9.72 | 0
23.6 | -3.4 | 0 | 74.48 | -6.12 | 0
23.6 | -3.4 | 0 | 74.48 | -6.12 | 0
23.6 | -3.4 | 0 | 74.48 | -6.12 | 0
22.1 | -4.9 | 0 | 71.78 | -8.82 | 0
19.6 | -7.4 | 0 | 67.28 | -13.32 | 0
16.6 | -10.4 | 0 | 61.88 | -18.72 | 0
15.1 | -11.9 | 0 | 59.18 | -21.42 | 0
14.3 | -12.7 | 0 | 57.74 | -22.86 | 0
13.6 | -13.4 | 0 | 56.48 | -24.12 | 0
12.8 | -14.2 | 0 | 55.04 | -25.56 | 0
12.1 | -14.9 | 0 | 53.78 | -26.82 | 0
11.4 | -15.6 | 0 | 52.52 | -28.08 | 0
10.8 | -16.2 | 0 | 51.44 | -29.16 | 0
10.6 | -16.4 | 0 | 51.08 | -29.52 | 0
9.7 | -17.3 | 0 | 49.46 | -31.14 | 0
9.6 | -17.4 | 0 | 49.28 | -31.32 | 0
9.7 | -17.3 | 0 | 49.46 | -31.14 | 0
9.7 | -17.3 | 0 | 49.46 | -31.14 | 0
9.8 | -17.2 | 0 | 49.64 | -30.96 | 0
11.3 | -15.7 | 0 | 52.34 | -28.26 | 0
14.8 | -12.2 | 0 | 58.64 | -21.96 | 0
19.2 | -7.8 | 0 | 66.56 | -14.04 | 0
22.2 | -4.8 | 0 | 71.96 | -8.64 | 0
23.5 | -3.5 | 0 | 74.3 | -6.3 | 0
24.3 | -2.7 | 0 | 75.74 | -4.86 | 0
24.8 | -2.2 | 0 | 76.64 | -3.96 | 0
24.8 | -2.2 | 0 | 76.64 | -3.96 | 0
22.2 | -4.8 | 0 | 71.96 | -8.64 | 0
18.8 | -8.2 | 0 | 65.84 | -14.76 | 0
16.8 | -10.2 | 0 | 62.24 | -18.36 | 0
15.4 | -11.6 | 0 | 59.72 | -20.88 | 0
14.6 | -12.4 | 0 | 58.28 | -22.32 | 0
13.6 | -13.4 | 0 | 56.48 | -24.12 | 0
12.8 | -14.2 | 0 | 55.04 | -25.56 | 0
12 | -15 | 0 | 53.6 | -27 | 0
11.5 | -15.5 | 0 | 52.7 | -27.9 | 0
11 | -16 | 0 | 51.8 | -28.8 | 0
10.4 | -16.6 | 0 | 50.72 | -29.88 | 0
9.9 | -17.1 | 0 | 49.82 | -30.78 | 0
9.8 | -17.2 | 0 | 49.64 | -30.96 | 0
8.8 | -18.2 | 0 | 47.84 | -32.76 | 0
8.8 | -18.2 | 0 | 47.84 | -32.76 | 0
8.8 | -18.2 | 0 | 47.84 | -32.76 | 0
11.3 | -15.7 | 0 | 52.34 | -28.26 | 0
16.7 | -10.3 | 0 | 62.06 | -18.54 | 0
20.8 | -6.2 | 0 | 69.44 | -11.16 | 0
23.2 | -3.8 | 0 | 73.76 | -6.84 | 0
24.3 | -2.7 | 0 | 75.74 | -4.86 | 0
25.3 | -1.7 | 0 | 77.54 | -3.06 | 0
25 | -2 | 0 | 77 | -3.6 | 0
24.4 | -2.6 | 0 | 75.92 | -4.68 | 0
22.8 | -4.2 | 0 | 73.04 | -7.56 | 0
18.8 | -8.2 | 0 | 65.84 | -14.76 | 0
13.8 | -13.2 | 0 | 56.84 | -23.76 | 0
15.3 | -11.7 | 0 | 59.54 | -21.06 | 0
14.5 | -12.5 | 0 | 58.1 | -22.5 | 0
13.8 | -13.2 | 0 | 56.84 | -23.76 | 0
12.9 | -14.1 | 0 | 55.22 | -25.38 | 0
12.3 | -14.7 | 0 | 54.14 | -26.46 | 0
11.8 | -15.2 | 0 | 53.24 | -27.36 | 0
11.3 | -15.7 | 0 | 52.34 | -28.26 | 0
10.7 | -16.3 | 0 | 51.26 | -29.34 | 0
10.5 | -16.5 | 0 | 50.9 | -29.7 | 0
10.1 | -16.9 | 0 | 50.18 | -30.42 | 0
9.8 | -17.2 | 0 | 49.64 | -30.96 | 0
9.6 | -17.4 | 0 | 49.28 | -31.32 | 0
9.7 | -17.3 | 0 | 49.46 | -31.14 | 0
12.1 | -14.9 | 0 | 53.78 | -26.82 | 0
17.3 | -9.7 | 0 | 63.14 | -17.46 | 0
20.8 | -6.2 | 0 | 69.44 | -11.16 | 0
23.2 | -3.8 | 0 | 73.76 | -6.84 | 0
23.7 | -3.3 | 0 | 74.66 | -5.94 | 0
24.6 | -2.4 | 0 | 76.28 | -4.32 | 0
25.3 | -1.7 | 0 | 77.54 | -3.06 | 0
24.8 | -2.2 | 0 | 76.64 | -3.96 | 0
22.2 | -4.8 | 0 | 71.96 | -8.64 | 0
19 | -8 | 0 | 66.2 | -14.4 | 0
16.7 | -10.3 | 0 | 62.06 | -18.54 | 0
15.5 | -11.5 | 0 | 59.9 | -20.7 | 0
14.3 | -12.7 | 0 | 57.74 | -22.86 | 0
14 | -13 | 0 | 57.2 | -23.4 | 0
13.3 | -13.7 | 0 | 55.94 | -24.66 | 0
12.6 | -14.4 | 0 | 54.68 | -25.92 | 0
12.2 | -14.8 | 0 | 53.96 | -26.64 | 0
11.8 | -15.2 | 0 | 53.24 | -27.36 | 0
11.2 | -15.8 | 0 | 52.16 | -28.44 | 0
11 | -16 | 0 | 51.8 | -28.8 | 0
10.6 | -16.4 | 0 | 51.08 | -29.52 | 0
10.3 | -16.7 | 0 | 50.54 | -30.06 | 0
10 | -17 | 0 | 50 | -30.6 | 0
10.1 | -16.9 | 0 | 50.18 | -30.42 | 0
13.4 | -13.6 | 0 | 56.12 | -24.48 | 0
16.9 | -10.1 | 0 | 62.42 | -18.18 | 0
20.1 | -6.9 | 0 | 68.18 | -12.42 | 0
22.1 | -4.9 | 0 | 71.78 | -8.82 | 0
23.4 | -3.6 | 0 | 74.12 | -6.48 | 0
24.1 | -2.9 | 0 | 75.38 | -5.22 | 0
24.1 | -2.9 | 0 | 75.38 | -5.22 | 0
24.1 | -2.9 | 0 | 75.38 | -5.22 | 0
23.1 | -3.9 | 0 | 73.58 | -7.02 | 0
29.6 | 2.6 | 2.6 | 85.28 | 4.68 | 4.68
16.1 | -10.9 | 0 | 60.98 | -19.62 | 0
15.6 | -11.4 | 0 | 60.08 | -20.52 | 0
14.6 | -12.4 | 0 | 58.28 | -22.32 | 0
13.8 | -13.2 | 0 | 56.84 | -23.76 | 0
13.5 | -13.5 | 0 | 56.3 | -24.3 | 0
13 | -14 | 0 | 55.4 | -25.2 | 0
12.4 | -14.6 | 0 | 54.32 | -26.28 | 0
11.9 | -15.1 | 0 | 53.42 | -27.18 | 0
11.6 | -15.4 | 0 | 52.88 | -27.72 | 0
11.3 | -15.7 | 0 | 52.34 | -28.26 | 0
11.1 | -15.9 | 0 | 51.98 | -28.62 | 0
10.8 | -16.2 | 0 | 51.44 | -29.16 | 0
10.6 | -16.4 | 0 | 51.08 | -29.52 | 0
10.2 | -16.8 | 0 | 50.36 | -30.24 | 0
12.6 | -14.4 | 0 | 54.68 | -25.92 | 0
18.4 | -8.6 | 0 | 65.12 | -15.48 | 0
22.3 | -4.7 | 0 | 72.14 | -8.46 | 0
23.4 | -3.6 | 0 | 74.12 | -6.48 | 0
24.4 | -2.6 | 0 | 75.92 | -4.68 | 0
24.4 | -2.6 | 0 | 75.92 | -4.68 | 0
24.5 | -2.5 | 0 | 76.1 | -4.5 | 0
24.2 | -2.8 | 0 | 75.56 | -5.04 | 0
22.9 | -4.1 | 0 | 73.22 | -7.38 | 0
18.7 | -8.3 | 0 | 65.66 | -14.94 | 0
16.1 | -10.9 | 0 | 60.98 | -19.62 | 0
15.9 | -11.1 | 0 | 60.62 | -19.98 | 0
14.9 | -12.1 | 0 | 58.82 | -21.78 | 0
14.3 | -12.7 | 0 | 57.74 | -22.86 | 0
13.6 | -13.4 | 0 | 56.48 | -24.12 | 0
13.1 | -13.9 | 0 | 55.58 | -25.02 | 0
12.6 | -14.4 | 0 | 54.68 | -25.92 | 0
12.3 | -14.7 | 0 | 54.14 | -26.46 | 0
11.8 | -15.2 | 0 | 53.24 | -27.36 | 0
11.6 | -15.4 | 0 | 52.88 | -27.72 | 0
11.4 | -15.6 | 0 | 52.52 | -28.08 | 0
10.9 | -16.1 | 0 | 51.62 | -28.98 | 0
10.9 | -16.1 | 0 | 51.62 | -28.98 | 0
10.9 | -16.1 | 0 | 51.62 | -28.98 | 0
12 | -15 | 0 | 53.6 | -27 | 0
13.3 | -13.7 | 0 | 55.94 | -24.66 | 0
18 | -9 | 0 | 64.4 | -16.2 | 0
21 | -6 | 0 | 69.8 | -10.8 | 0
23 | -4 | 0 | 73.4 | -7.2 | 0
24.4 | -2.6 | 0 | 75.92 | -4.68 | 0
24.3 | -2.7 | 0 | 75.74 | -4.86 | 0
24.2 | -2.8 | 0 | 75.56 | -5.04 | 0
23.3 | -3.7 | 0 | 73.94 | -6.66 | 0
20.3 | -6.7 | 0 | 68.54 | -12.06 | 0
17.9 | -9.1 | 0 | 64.22 | -16.38 | 0
16.7 | -10.3 | 0 | 62.06 | -18.54 | 0
15.7 | -11.3 | 0 | 60.26 | -20.34 | 0
15.2 | -11.8 | 0 | 59.36 | -21.24 | 0
14.6 | -12.4 | 0 | 58.28 | -22.32 | 0
14.2 | -12.8 | 0 | 57.56 | -23.04 | 0
14.3 | -12.7 | 0 | 57.74 | -22.86 | 0
13.3 | -13.7 | 0 | 55.94 | -24.66 | 0
13.2 | -13.8 | 0 | 55.76 | -24.84 | 0
12.7 | -14.3 | 0 | 54.86 | -25.74 | 0
12.2 | -14.8 | 0 | 53.96 | -26.64 | 0
12 | -15 | 0 | 53.6 | -27 | 0
12.2 | -14.8 | 0 | 53.96 | -26.64 | 0
12.2 | -14.8 | 0 | 53.96 | -26.64 | 0
14.6 | -12.4 | 0 | 58.28 | -22.32 | 0
19 | -8 | 0 | 66.2 | -14.4 | 0
22.2 | -4.8 | 0 | 71.96 | -8.64 | 0
23.8 | -3.2 | 0 | 74.84 | -5.76 | 0
24.5 | -2.5 | 0 | 76.1 | -4.5 | 0
24.8 | -2.2 | 0 | 76.64 | -3.96 | 0
24.8 | -2.2 | 0 | 76.64 | -3.96 | 0
24.8 | -2.2 | 0 | 76.64 | -3.96 | 0
23.2 | -3.8 | 0 | 73.76 | -6.84 | 0
19.3 | -7.7 | 0 | 66.74 | -13.86 | 0
17 | -10 | 0 | 62.6 | -18 | 0
15.8 | -11.2 | 0 | 60.44 | -20.16 | 0
15.1 | -11.9 | 0 | 59.18 | -21.42 | 0
14.5 | -12.5 | 0 | 58.1 | -22.5 | 0
13.8 | -13.2 | 0 | 56.84 | -23.76 | 0
13 | -14 | 0 | 55.4 | -25.2 | 0
12.6 | -14.4 | 0 | 54.68 | -25.92 | 0
12.2 | -14.8 | 0 | 53.96 | -26.64 | 0
12 | -15 | 0 | 53.6 | -27 | 0
11.8 | -15.2 | 0 | 53.24 | -27.36 | 0
11.8 | -15.2 | 0 | 53.24 | -27.36 | 0
11.5 | -15.5 | 0 | 52.7 | -27.9 | 0
11.5 | -15.5 | 0 | 52.7 | -27.9 | 0
11.8 | -15.2 | 0 | 53.24 | -27.36 | 0
13.2 | -13.8 | 0 | 55.76 | -24.84 | 0
17.8 | -9.2 | 0 | 64.04 | -16.56 | 0
20 | -7 | 0 | 68 | -12.6 | 0
23 | -4 | 0 | 73.4 | -7.2 | 0
23.8 | -3.2 | 0 | 74.84 | -5.76 | 0
24.5 | -2.5 | 0 | 76.1 | -4.5 | 0
25 | -2 | 0 | 77 | -3.6 | 0
24.8 | -2.2 | 0 | 76.64 | -3.96 | 0
23.2 | -3.8 | 0 | 73.76 | -6.84 | 0
20.1 | -6.9 | 0 | 68.18 | -12.42 | 0
17.5 | -9.5 | 0 | 63.5 | -17.1 | 0
16.5 | -10.5 | 0 | 61.7 | -18.9 | 0
15.2 | -11.8 | 0 | 59.36 | -21.24 | 0
14.4 | -12.6 | 0 | 57.92 | -22.68 | 0
13.5 | -13.5 | 0 | 56.3 | -24.3 | 0
13 | -14 | 0 | 55.4 | -25.2 | 0
12.7 | -14.3 | 0 | 54.86 | -25.74 | 0
12.8 | -14.2 | 0 | 55.04 | -25.56 | 0
12.8 | -14.2 | 0 | 55.04 | -25.56 | 0
12.5 | -14.5 | 0 | 54.5 | -26.1 | 0
12.5 | -14.5 | 0 | 54.5 | -26.1 | 0
12.5 | -14.5 | 0 | 54.5 | -26.1 | 0
11.8 | -15.2 | 0 | 53.24 | -27.36 | 0
11 | -16 | 0 | 51.8 | -28.8 | 0
14.5 | -12.5 | 0 | 58.1 | -22.5 | 0
17.5 | -9.5 | 0 | 63.5 | -17.1 | 0
20 | -7 | 0 | 68 | -12.6 | 0
22.2 | -4.8 | 0 | 71.96 | -8.64 | 0
23 | -4 | 0 | 73.4 | -7.2 | 0
23.5 | -3.5 | 0 | 74.3 | -6.3 | 0
24 | -3 | 0 | 75.2 | -5.4 | 0
23.7 | -3.3 | 0 | 74.66 | -5.94 | 0
21.7 | -5.3 | 0 | 71.06 | -9.54 | 0
20.2 | -6.8 | 0 | 68.36 | -12.24 | 0
17.4 | -9.6 | 0 | 63.32 | -17.28 | 0
15.7 | -11.3 | 0 | 60.26 | -20.34 | 0
14.6 | -12.4 | 0 | 58.28 | -22.32 | 0
14 | -13 | 0 | 57.2 | -23.4 | 0
13.5 | -13.5 | 0 | 56.3 | -24.3 | 0
13 | -14 | 0 | 55.4 | -25.2 | 0
12.5 | -14.5 | 0 | 54.5 | -26.1 | 0
12.3 | -14.7 | 0 | 54.14 | -26.46 | 0
11.7 | -15.3 | 0 | 53.06 | -27.54 | 0
11 | -16 | 0 | 51.8 | -28.8 | 0
10.8 | -16.2 | 0 | 51.44 | -29.16 | 0
10.7 | -16.3 | 0 | 51.26 | -29.34 | 0
10.7 | -16.3 | 0 | 51.26 | -29.34 | 0
10.1 | -16.9 | 0 | 50.18 | -30.42 | 0
12.6 | -14.4 | 0 | 54.68 | -25.92 | 0
15.4 | -11.6 | 0 | 59.72 | -20.88 | 0
17.6 | -9.4 | 0 | 63.68 | -16.92 | 0
20.2 | -6.8 | 0 | 68.36 | -12.24 | 0
22.1 | -4.9 | 0 | 71.78 | -8.82 | 0
23.1 | -3.9 | 0 | 73.58 | -7.02 | 0
24 | -3 | 0 | 75.2 | -5.4 | 0
24 | -3 | 0 | 75.2 | -5.4 | 0
22.3 | -4.7 | 0 | 72.14 | -8.46 | 0
20.1 | -6.9 | 0 | 68.18 | -12.42 | 0
17.2 | -9.8 | 0 | 62.96 | -17.64 | 0
15.9 | -11.1 | 0 | 60.62 | -19.98 | 0
15.1 | -11.9 | 0 | 59.18 | -21.42 | 0
14.2 | -12.8 | 0 | 57.56 | -23.04 | 0
14.1 | -12.9 | 0 | 57.38 | -23.22 | 0
13.5 | -13.5 | 0 | 56.3 | -24.3 | 0
13.1 | -13.9 | 0 | 55.58 | -25.02 | 0
12.8 | -14.2 | 0 | 55.04 | -25.56 | 0
12.6 | -14.4 | 0 | 54.68 | -25.92 | 0
12.1 | -14.9 | 0 | 53.78 | -26.82 | 0
12.1 | -14.9 | 0 | 53.78 | -26.82 | 0
11.6 | -15.4 | 0 | 52.88 | -27.72 | 0
11.2 | -15.8 | 0 | 52.16 | -28.44 | 0
11.1 | -15.9 | 0 | 51.98 | -28.62 | 0
11.2 | -15.8 | 0 | 52.16 | -28.44 | 0
16.9 | -10.1 | 0 | 62.42 | -18.18 | 0
19.5 | -7.5 | 0 | 67.1 | -13.5 | 0
21.9 | -5.1 | 0 | 71.42 | -9.18 | 0
22.9 | -4.1 | 0 | 73.22 | -7.38 | 0
23 | -4 | 0 | 73.4 | -7.2 | 0
23 | -4 | 0 | 73.4 | -7.2 | 0
22.5 | -4.5 | 0 | 72.5 | -8.1 | 0
20.5 | -6.5 | 0 | 68.9 | -11.7 | 0
17.5 | -9.5 | 0 | 63.5 | -17.1 | 0
15.1 | -11.9 | 0 | 59.18 | -21.42 | 0
14.7 | -12.3 | 0 | 58.46 | -22.14 | 0
14 | -13 | 0 | 57.2 | -23.4 | 0
13 | -14 | 0 | 55.4 | -25.2 | 0
12.5 | -14.5 | 0 | 54.5 | -26.1 | 0
11.9 | -15.1 | 0 | 53.42 | -27.18 | 0
11.3 | -15.7 | 0 | 52.34 | -28.26 | 0
11 | -16 | 0 | 51.8 | -28.8 | 0
10.3 | -16.7 | 0 | 50.54 | -30.06 | 0
10 | -17 | 0 | 50 | -30.6 | 0
9.6 | -17.4 | 0 | 49.28 | -31.32 | 0
9.5 | -17.5 | 0 | 49.1 | -31.5 | 0
9.6 | -17.4 | 0 | 49.28 | -31.32 | 0
10 | -17 | 0 | 50 | -30.6 | 0
11 | -16 | 0 | 51.8 | -28.8 | 0
14.2 | -12.8 | 0 | 57.56 | -23.04 | 0
17.5 | -9.5 | 0 | 63.5 | -17.1 | 0
21.2 | -5.8 | 0 | 70.16 | -10.44 | 0
22.7 | -4.3 | 0 | 72.86 | -7.74 | 0
24.3 | -2.7 | 0 | 75.74 | -4.86 | 0
24.3 | -2.7 | 0 | 75.74 | -4.86 | 0
24.3 | -2.7 | 0 | 75.74 | -4.86 | 0
22.7 | -4.3 | 0 | 72.86 | -7.74 | 0
19 | -8 | 0 | 66.2 | -14.4 | 0
16.1 | -10.9 | 0 | 60.98 | -19.62 | 0
15 | -12 | 0 | 59 | -21.6 | 0
14.2 | -12.8 | 0 | 57.56 | -23.04 | 0
13.3 | -13.7 | 0 | 55.94 | -24.66 | 0
12.5 | -14.5 | 0 | 54.5 | -26.1 | 0
12.1 | -14.9 | 0 | 53.78 | -26.82 | 0
11.3 | -15.7 | 0 | 52.34 | -28.26 | 0
11.2 | -15.8 | 0 | 52.16 | -28.44 | 0
11.2 | -15.8 | 0 | 52.16 | -28.44 | 0
11.3 | -15.7 | 0 | 52.34 | -28.26 | 0
11.3 | -15.7 | 0 | 52.34 | -28.26 | 0
11.5 | -15.5 | 0 | 52.7 | -27.9 | 0
11.7 | -15.3 | 0 | 53.06 | -27.54 | 0
11.8 | -15.2 | 0 | 53.24 | -27.36 | 0
12.8 | -14.2 | 0 | 55.04 | -25.56 | 0
12.9 | -14.1 | 0 | 55.22 | -25.38 | 0
13.9 | -13.1 | 0 | 57.02 | -23.58 | 0
17.8 | -9.2 | 0 | 64.04 | -16.56 | 0
20.1 | -6.9 | 0 | 68.18 | -12.42 | 0
21.5 | -5.5 | 0 | 70.7 | -9.9 | 0
22.3 | -4.7 | 0 | 72.14 | -8.46 | 0
22.3 | -4.7 | 0 | 72.14 | -8.46 | 0
21.9 | -5.1 | 0 | 71.42 | -9.18 | 0
20 | -7 | 0 | 68 | -12.6 | 0
13.9 | -13.1 | 0 | 57.02 | -23.58 | 0
17.9 | -9.1 | 0 | 64.22 | -16.38 | 0
16.8 | -10.2 | 0 | 62.24 | -18.36 | 0
16 | -11 | 0 | 60.8 | -19.8 | 0
15.6 | -11.4 | 0 | 60.08 | -20.52 | 0
14.2 | -12.8 | 0 | 57.56 | -23.04 | 0
12.9 | -14.1 | 0 | 55.22 | -25.38 | 0
12.9 | -14.1 | 0 | 55.22 | -25.38 | 0
12.9 | -14.1 | 0 | 55.22 | -25.38 | 0
12.9 | -14.1 | 0 | 55.22 | -25.38 | 0
13 | -14 | 0 | 55.4 | -25.2 | 0
13.3 | -13.7 | 0 | 55.94 | -24.66 | 0
13.4 | -13.6 | 0 | 56.12 | -24.48 | 0
13.4 | -13.6 | 0 | 56.12 | -24.48 | 0
14.5 | -12.5 | 0 | 58.1 | -22.5 | 0
16.5 | -10.5 | 0 | 61.7 | -18.9 | 0
17.9 | -9.1 | 0 | 64.22 | -16.38 | 0
18.7 | -8.3 | 0 | 65.66 | -14.94 | 0
19.2 | -7.8 | 0 | 66.56 | -14.04 | 0
19.2 | -7.8 | 0 | 66.56 | -14.04 | 0
18.9 | -8.1 | 0 | 66.02 | -14.58 | 0
17.7 | -9.3 | 0 | 63.86 | -16.74 | 0
17.2 | -9.8 | 0 | 62.96 | -17.64 | 0
16.7 | -10.3 | 0 | 62.06 | -18.54 | 0
16.5 | -10.5 | 0 | 61.7 | -18.9 | 0
16.2 | -10.8 | 0 | 61.16 | -19.44 | 0
15.9 | -11.1 | 0 | 60.62 | -19.98 | 0
15.4 | -11.6 | 0 | 59.72 | -20.88 | 0
15 | -12 | 0 | 59 | -21.6 | 0
14.9 | -12.1 | 0 | 58.82 | -21.78 | 0
14.9 | -12.1 | 0 | 58.82 | -21.78 | 0
14.7 | -12.3 | 0 | 58.46 | -22.14 | 0
14.4 | -12.6 | 0 | 57.92 | -22.68 | 0
14.3 | -12.7 | 0 | 57.74 | -22.86 | 0
14.3 | -12.7 | 0 | 57.74 | -22.86 | 0
14.4 | -12.6 | 0 | 57.92 | -22.68 | 0
14.4 | -12.6 | 0 | 57.92 | -22.68 | 0
14.5 | -12.5 | 0 | 58.1 | -22.5 | 0
14.9 | -12.1 | 0 | 58.82 | -21.78 | 0
15 | -12 | 0 | 59 | -21.6 | 0
15.8 | -11.2 | 0 | 60.44 | -20.16 | 0
17.1 | -9.9 | 0 | 62.78 | -17.82 | 0
17.6 | -9.4 | 0 | 63.68 | -16.92 | 0
17.8 | -9.2 | 0 | 64.04 | -16.56 | 0
17.4 | -9.6 | 0 | 63.32 | -17.28 | 0
17.4 | -9.6 | 0 | 63.32 | -17.28 | 0
17.4 | -9.6 | 0 | 63.32 | -17.28 | 0
15.6 | -11.4 | 0 | 60.08 | -20.52 | 0
15.5 | -11.5 | 0 | 59.9 | -20.7 | 0
15.4 | -11.6 | 0 | 59.72 | -20.88 | 0
14.9 | -12.1 | 0 | 58.82 | -21.78 | 0
14.5 | -12.5 | 0 | 58.1 | -22.5 | 0
14.1 | -12.9 | 0 | 57.38 | -23.22 | 0
13.6 | -13.4 | 0 | 56.48 | -24.12 | 0
13.6 | -13.4 | 0 | 56.48 | -24.12 | 0
13.6 | -13.4 | 0 | 56.48 | -24.12 | 0
13.4 | -13.6 | 0 | 56.12 | -24.48 | 0
13.3 | -13.7 | 0 | 55.94 | -24.66 | 0
13 | -14 | 0 | 55.4 | -25.2 | 0
12.7 | -14.3 | 0 | 54.86 | -25.74 | 0
12.7 | -14.3 | 0 | 54.86 | -25.74 | 0
12.7 | -14.3 | 0 | 54.86 | -25.74 | 0
13.4 | -13.6 | 0 | 56.12 | -24.48 | 0
14.4 | -12.6 | 0 | 57.92 | -22.68 | 0
18.4 | -8.6 | 0 | 65.12 | -15.48 | 0
18 | -9 | 0 | 64.4 | -16.2 | 0
19.2 | -7.8 | 0 | 66.56 | -14.04 | 0
20 | -7 | 0 | 68 | -12.6 | 0
20 | -7 | 0 | 68 | -12.6 | 0
19.8 | -7.2 | 0 | 67.64 | -12.96 | 0
19.2 | -7.8 | 0 | 66.56 | -14.04 | 0
18.2 | -8.8 | 0 | 64.76 | -15.84 | 0
17.9 | -9.1 | 0 | 64.22 | -16.38 | 0
16.8 | -10.2 | 0 | 62.24 | -18.36 | 0
16.6 | -10.4 | 0 | 61.88 | -18.72 | 0
16.2 | -10.8 | 0 | 61.16 | -19.44 | 0
16.2 | -10.8 | 0 | 61.16 | -19.44 | 0
16.2 | -10.8 | 0 | 61.16 | -19.44 | 0
15.9 | -11.1 | 0 | 60.62 | -19.98 | 0
15.4 | -11.6 | 0 | 59.72 | -20.88 | 0
15.4 | -11.6 | 0 | 59.72 | -20.88 | 0
15 | -12 | 0 | 59 | -21.6 | 0
14.7 | -12.3 | 0 | 58.46 | -22.14 | 0
13.6 | -13.4 | 0 | 56.48 | -24.12 | 0
13.6 | -13.4 | 0 | 56.48 | -24.12 | 0
13.6 | -13.4 | 0 | 56.48 | -24.12 | 0
14.4 | -12.6 | 0 | 57.92 | -22.68 | 0
14.4 | -12.6 | 0 | 57.92 | -22.68 | 0
14.8 | -12.2 | 0 | 58.64 | -21.96 | 0
14.9 | -12.1 | 0 | 58.82 | -21.78 | 0
14.9 | -12.1 | 0 | 58.82 | -21.78 | 0
14.9 | -12.1 | 0 | 58.82 | -21.78 | 0
14.3 | -12.7 | 0 | 57.74 | -22.86 | 0
14.3 | -12.7 | 0 | 57.74 | -22.86 | 0
14 | -13 | 0 | 57.2 | -23.4 | 0
13 | -14 | 0 | 55.4 | -25.2 | 0
13 | -14 | 0 | 55.4 | -25.2 | 0
13.1 | -13.9 | 0 | 55.58 | -25.02 | 0
12.7 | -14.3 | 0 | 54.86 | -25.74 | 0
12.7 | -14.3 | 0 | 54.86 | -25.74 | 0
12.7 | -14.3 | 0 | 54.86 | -25.74 | 0
12.6 | -14.4 | 0 | 54.68 | -25.92 | 0
12.6 | -14.4 | 0 | 54.68 | -25.92 | 0
12.6 | -14.4 | 0 | 54.68 | -25.92 | 0
12.6 | -14.4 | 0 | 54.68 | -25.92 | 0
12.6 | -14.4 | 0 | 54.68 | -25.92 | 0
12.5 | -14.5 | 0 | 54.5 | -26.1 | 0
12.5 | -14.5 | 0 | 54.5 | -26.1 | 0
12.5 | -14.5 | 0 | 54.5 | -26.1 | 0
12.5 | -14.5 | 0 | 54.5 | -26.1 | 0
12.6 | -14.4 | 0 | 54.68 | -25.92 | 0
13.7 | -13.3 | 0 | 56.66 | -23.94 | 0
14.7 | -12.3 | 0 | 58.46 | -22.14 | 0
14 | -13 | 0 | 57.2 | -23.4 | 0
14 | -13 | 0 | 57.2 | -23.4 | 0
14 | -13 | 0 | 57.2 | -23.4 | 0
14 | -13 | 0 | 57.2 | -23.4 | 0
14 | -13 | 0 | 57.2 | -23.4 | 0
14 | -13 | 0 | 57.2 | -23.4 | 0
13.9 | -13.1 | 0 | 57.02 | -23.58 | 0
13.3 | -13.7 | 0 | 55.94 | -24.66 | 0
12.6 | -14.4 | 0 | 54.68 | -25.92 | 0
11.5 | -15.5 | 0 | 52.7 | -27.9 | 0
11.2 | -15.8 | 0 | 52.16 | -28.44 | 0
10.6 | -16.4 | 0 | 51.08 | -29.52 | 0
10.7 | -16.3 | 0 | 51.26 | -29.34 | 0
10.7 | -16.3 | 0 | 51.26 | -29.34 | 0
10.4 | -16.6 | 0 | 50.72 | -29.88 | 0
9.8 | -17.2 | 0 | 49.64 | -30.96 | 0
9.4 | -17.6 | 0 | 48.92 | -31.68 | 0
9.1 | -17.9 | 0 | 48.38 | -32.22 | 0
8.5 | -18.5 | 0 | 47.3 | -33.3 | 0
8.4 | -18.6 | 0 | 47.12 | -33.48 | 0
8.4 | -18.6 | 0 | 47.12 | -33.48 | 0
9.5 | -17.5 | 0 | 49.1 | -31.5 | 0
9.7 | -17.3 | 0 | 49.46 | -31.14 | 0
10.5 | -16.5 | 0 | 50.9 | -29.7 | 0
10.8 | -16.2 | 0 | 51.44 | -29.16 | 0
15 | -12 | 0 | 59 | -21.6 | 0
16 | -11 | 0 | 60.8 | -19.8 | 0
16.6 | -10.4 | 0 | 61.88 | -18.72 | 0
16.6 | -10.4 | 0 | 61.88 | -18.72 | 0
16.3 | -10.7 | 0 | 61.34 | -19.26 | 0
15 | -12 | 0 | 59 | -21.6 | 0
13.5 | -13.5 | 0 | 56.3 | -24.3 | 0
12.7 | -14.3 | 0 | 54.86 | -25.74 | 0
11.8 | -15.2 | 0 | 53.24 | -27.36 | 0
10.9 | -16.1 | 0 | 51.62 | -28.98 | 0
10.5 | -16.5 | 0 | 50.9 | -29.7 | 0
10.1 | -16.9 | 0 | 50.18 | -30.42 | 0
10.3 | -16.7 | 0 | 50.54 | -30.06 | 0
10.4 | -16.6 | 0 | 50.72 | -29.88 | 0
10.4 | -16.6 | 0 | 50.72 | -29.88 | 0
10.5 | -16.5 | 0 | 50.9 | -29.7 | 0
10.5 | -16.5 | 0 | 50.9 | -29.7 | 0
10.3 | -16.7 | 0 | 50.54 | -30.06 | 0
10.3 | -16.7 | 0 | 50.54 | -30.06 | 0
10.3 | -16.7 | 0 | 50.54 | -30.06 | 0
9.6 | -17.4 | 0 | 49.28 | -31.32 | 0
9.5 | -17.5 | 0 | 49.1 | -31.5 | 0
10.7 | -16.3 | 0 | 51.26 | -29.34 | 0
12.3 | -14.7 | 0 | 54.14 | -26.46 | 0
13.9 | -13.1 | 0 | 57.02 | -23.58 | 0
15.2 | -11.8 | 0 | 59.36 | -21.24 | 0
16.1 | -10.9 | 0 | 60.98 | -19.62 | 0
16.1 | -10.9 | 0 | 60.98 | -19.62 | 0
15.9 | -11.1 | 0 | 60.62 | -19.98 | 0
14.2 | -12.8 | 0 | 57.56 | -23.04 | 0
14.5 | -12.5 | 0 | 58.1 | -22.5 | 0
11.2 | -15.8 | 0 | 52.16 | -28.44 | 0
10.3 | -16.7 | 0 | 50.54 | -30.06 | 0
9.7 | -17.3 | 0 | 49.46 | -31.14 | 0
9.1 | -17.9 | 0 | 48.38 | -32.22 | 0
8.8 | -18.2 | 0 | 47.84 | -32.76 | 0
8.5 | -18.5 | 0 | 47.3 | -33.3 | 0
8.5 | -18.5 | 0 | 47.3 | -33.3 | 0
8 | -19 | 0 | 46.4 | -34.2 | 0
7.5 | -19.5 | 0 | 45.5 | -35.1 | 0
7.3 | -19.7 | 0 | 45.14 | -35.46 | 0
6.9 | -20.1 | 0 | 44.42 | -36.18 | 0
6.8 | -20.2 | 0 | 44.24 | -36.36 | 0
6.7 | -20.3 | 0 | 44.06 | -36.54 | 0
10 | -17 | 0 | 50 | -30.6 | 0
13.4 | -13.6 | 0 | 56.12 | -24.48 | 0
15.7 | -11.3 | 0 | 60.26 | -20.34 | 0
16.7 | -10.3 | 0 | 62.06 | -18.54 | 0
18 | -9 | 0 | 64.4 | -16.2 | 0
19 | -8 | 0 | 66.2 | -14.4 | 0
19.4 | -7.6 | 0 | 66.92 | -13.68 | 0
19 | -8 | 0 | 66.2 | -14.4 | 0
17.7 | -9.3 | 0 | 63.86 | -16.74 | 0
16 | -11 | 0 | 60.8 | -19.8 | 0
13.5 | -13.5 | 0 | 56.3 | -24.3 | 0
12.1 | -14.9 | 0 | 53.78 | -26.82 | 0
11 | -16 | 0 | 51.8 | -28.8 | 0
10.5 | -16.5 | 0 | 50.9 | -29.7 | 0
10 | -17 | 0 | 50 | -30.6 | 0
10 | -17 | 0 | 50 | -30.6 | 0
9.5 | -17.5 | 0 | 49.1 | -31.5 | 0
8.9 | -18.1 | 0 | 48.02 | -32.58 | 0
8.4 | -18.6 | 0 | 47.12 | -33.48 | 0
8 | -19 | 0 | 46.4 | -34.2 | 0
8 | -19 | 0 | 46.4 | -34.2 | 0
7.5 | -19.5 | 0 | 45.5 | -35.1 | 0
7 | -20 | 0 | 44.6 | -36 | 0
7.1 | -19.9 | 0 | 44.78 | -35.82 | 0
8.5 | -18.5 | 0 | 47.3 | -33.3 | 0
10 | -17 | 0 | 50 | -30.6 | 0
13.2 | -13.8 | 0 | 55.76 | -24.84 | 0
15.3 | -11.7 | 0 | 59.54 | -21.06 | 0
17 | -10 | 0 | 62.6 | -18 | 0
17.6 | -9.4 | 0 | 63.68 | -16.92 | 0
17.6 | -9.4 | 0 | 63.68 | -16.92 | 0
17.3 | -9.7 | 0 | 63.14 | -17.46 | 0
17.4 | -9.6 | 0 | 63.32 | -17.28 | 0
13.1 | -13.9 | 0 | 55.58 | -25.02 | 0
12.6 | -14.4 | 0 | 54.68 | -25.92 | 0
11.1 | -15.9 | 0 | 51.98 | -28.62 | 0
10 | -17 | 0 | 50 | -30.6 | 0
9.4 | -17.6 | 0 | 48.92 | -31.68 | 0
8.8 | -18.2 | 0 | 47.84 | -32.76 | 0
8.6 | -18.4 | 0 | 47.48 | -33.12 | 0
8.5 | -18.5 | 0 | 47.3 | -33.3 | 0
7.7 | -19.3 | 0 | 45.86 | -34.74 | 0
7.5 | -19.5 | 0 | 45.5 | -35.1 | 0
7.5 | -19.5 | 0 | 45.5 | -35.1 | 0
7.2 | -19.8 | 0 | 44.96 | -35.64 | 0
7 | -20 | 0 | 44.6 | -36 | 0
6.5 | -20.5 | 0 | 43.7 | -36.9 | 0
6.5 | -20.5 | 0 | 43.7 | -36.9 | 0
10.6 | -16.4 | 0 | 51.08 | -29.52 | 0
13.8 | -13.2 | 0 | 56.84 | -23.76 | 0
16.5 | -10.5 | 0 | 61.7 | -18.9 | 0
16 | -11 | 0 | 60.8 | -19.8 | 0
16.3 | -10.7 | 0 | 61.34 | -19.26 | 0
16.4 | -10.6 | 0 | 61.52 | -19.08 | 0
16.7 | -10.3 | 0 | 62.06 | -18.54 | 0
16.7 | -10.3 | 0 | 62.06 | -18.54 | 0
16.2 | -10.8 | 0 | 61.16 | -19.44 | 0
14.2 | -12.8 | 0 | 57.56 | -23.04 | 0
11.7 | -15.3 | 0 | 53.06 | -27.54 | 0
10.4 | -16.6 | 0 | 50.72 | -29.88 | 0
9.4 | -17.6 | 0 | 48.92 | -31.68 | 0
8.7 | -18.3 | 0 | 47.66 | -32.94 | 0
8.2 | -18.8 | 0 | 46.76 | -33.84 | 0
7.5 | -19.5 | 0 | 45.5 | -35.1 | 0
8 | -19 | 0 | 46.4 | -34.2 | 0
7.6 | -19.4 | 0 | 45.68 | -34.92 | 0
7.2 | -19.8 | 0 | 44.96 | -35.64 | 0
6.8 | -20.2 | 0 | 44.24 | -36.36 | 0
6.4 | -20.6 | 0 | 43.52 | -37.08 | 0
6 | -21 | 0 | 42.8 | -37.8 | 0
5.9 | -21.1 | 0 | 42.62 | -37.98 | 0
6.3 | -20.7 | 0 | 43.34 | -37.26 | 0
7.3 | -19.7 | 0 | 45.14 | -35.46 | 0
9.4 | -17.6 | 0 | 48.92 | -31.68 | 0
11.8 | -15.2 | 0 | 53.24 | -27.36 | 0
14.3 | -12.7 | 0 | 57.74 | -22.86 | 0
15.9 | -11.1 | 0 | 60.62 | -19.98 | 0
16.9 | -10.1 | 0 | 62.42 | -18.18 | 0
17.3 | -9.7 | 0 | 63.14 | -17.46 | 0
17.3 | -9.7 | 0 | 63.14 | -17.46 | 0
16.8 | -10.2 | 0 | 62.24 | -18.36 | 0
16.1 | -10.9 | 0 | 60.98 | -19.62 | 0
15 | -12 | 0 | 59 | -21.6 | 0
13.7 | -13.3 | 0 | 56.66 | -23.94 | 0
12.2 | -14.8 | 0 | 53.96 | -26.64 | 0
10.8 | -16.2 | 0 | 51.44 | -29.16 | 0
9.3 | -17.7 | 0 | 48.74 | -31.86 | 0
7.9 | -19.1 | 0 | 46.22 | -34.38 | 0
|  | 20047.2 |  |  | 36084.96
36084.96