## Cover
This tool is designed to help energy modelers determine appropriate inputs to their models by taking typical design data and translating it to typical modeling software input values. Conversions and default values are largely based on ASHRAE (2007) standards. Click on a button to the right to take you to the indicated tool.
Energy Model Input Translator v1.02
Copyright 2010-2011, Rocky Mountain Institute
www.rmi.org
Lighting, Power and Occupant Density
Domestic Hot Water Calculator
Cooling Tower Fans
Proposed System Fan Power
Baseline System Fan Power
Schedule Exporter
License Agreement

## Lighting, Power & Occupants
Directions: The purpose of this spreadsheet is to calculate ASHRAE 90.1-2007 baseline values for lighting power, receptacle power and occupant density. Occupant density and heat gain are for reference only. Actual values should be used when available. Values for each category and space type may be edited in the 'Lookup Tables' tab.
Cells highlighted in dark blue are user required inputs
Cells highlighted in light blue are calculated energy model inputs
Thermal Zone Name (from energy model) | Notes | Lighting (1) |  |  |  | Receptacle (2) |  | Occupants (3) |  |  | Space Types and Percentages (4)
|  | Baseline W/sq ft | Baseline Occ. Sensor | Proposed W/sq ft | Proposed Occ. Sensor | Baseline W/sq ft | Proposed W/sq ft | Density (sf/person) | Sensible Gain (Btu/h/person) | Latent Gain (Btu/h/person) | % Check | Space Type 1 | Type 1 % Area | Space Type 2 | Type 2 % Area | Space Type 3 | Type 3 % Area | Space Type 4 | Type 4 % Area
Example - Do not delete | This is an example zone. | #VALUE! | #VALUE! | 1 | NO | #VALUE! | #VALUE! | #VALUE! | #VALUE! | #VALUE! | OK | Office, Enclosed | 100% | -None- | 0% | -None- | 0% | -None- | 0%
Zone 1 | Open office + corridor + lobby | #VALUE! | #VALUE! | 1 | NO | #VALUE! | #VALUE! | #VALUE! | #VALUE! | #VALUE! | OK | Office, Open | 75% | Corridor/Transition, General | 10% | Lobby, General | 15% | -None- | 0%
Zone 2 | Walled offices | #VALUE! | #VALUE! | 1 | NO | #VALUE! | #VALUE! | #VALUE! | #VALUE! | #VALUE! | OK | Office, Enclosed | 100% | -None- | 0% | -None- | 0% | -None- | 0%
Zone 3 | Restrooms | #VALUE! | #VALUE! | 0.8 | NO | #VALUE! | #VALUE! | #VALUE! | #VALUE! | #VALUE! | OK | Restrooms | 100% | -None- | 0% | -None- | 0% | -None- | 0%
Zone 4 | Conference room | #VALUE! | #VALUE! | 1.053 | YES | #VALUE! | 1 | #VALUE! | #VALUE! | #VALUE! | OK | Conference/Meeting | 100% | -None- | 0% | -None- | 0% | -None- | 0%
(1) Lighting power density is automatically reduced by 10% if there is an occupancy sensor. See ASHRAE 90.1-2007 Appendix G, Table G3.2. Assumes conditioned floor area > 5,000 sq ft.
(2) Receptacle power density baseline value is taken from the 2005 California ACM Manual
(3) Occupant density and heat gain baseline values are taken from the 2005 California ACM Manual
(4) Space types listed are adapted from ASHRAE 90.1-2007 Table 9.6.1
Add Zone
Delete Zone
Edit Zone
Back to Main Page

## Domestic Hot Water
Directions: The purpose of this spreadsheet is to determine ASHRAE 90.1-2007 baseline hot water heater flow rate, efficiency and tank heat loss, and calculate these same values using manufacturer's data for proposed water heaters. The calculators in this spreadsheet can also be used to estimate water heater performance when design data is unavailable (such as during schematic design). The schedule of use is critical to these calculations, so care should be taken to enter an accurate schedule.
[5 empty] | Hour of Day (Time) | Hot Water Schedule
Percent of Maximum Load
Occupancy Type | Office |  |  |  |  | Weekday | Saturday | Sunday
Schedule Type | Office |  |  |  | 1 (12-1 am) | #VALUE! | #VALUE! | #VALUE!
Conditioned Area | 150000 | sq ft |  |  | 2 (1-2 am) | #VALUE! | #VALUE! | #VALUE!
[5 empty] | 3 (2-3 am) | #VALUE! | #VALUE! | #VALUE!
| Proposed | Baseline | Notes | Estimating Tools: | 4 (3-4 am) | #VALUE! | #VALUE! | #VALUE!
Hot Water Use (gal/day) | 702.8 | 1004 | Use actual values when available. If LEED project, see WEc3 template. |  | 5 (4-5 am) | #VALUE! | #VALUE! | #VALUE!
[5 empty] | 6 (5-6 am) | #VALUE! | #VALUE! | #VALUE!
Input Power (Btu/h) | 199000 | 338000 | Baseline system should be autosized in modeling program, but may be estimated as: Proposed Capacity * Baseline Use/Proposed Use |  | 7 (6-7 am) | #VALUE! | #VALUE! | #VALUE!
[5 empty] | 8 (7-8 am) | #VALUE! | #VALUE! | #VALUE!
Water Heater Type | Gas Storage | #VALUE! |  |  | 9 (8-9 am) | #VALUE! | #VALUE! | #VALUE!
[5 empty] | 10 (9-10 am) | #VALUE! | #VALUE! | #VALUE!
Storage Capacity (gal) | 210 | 360 |  |  | 11 (10-11 am) | #VALUE! | #VALUE! | #VALUE!
[5 empty] | 12 (11-12 pm) | #VALUE! | #VALUE! | #VALUE!
Thermal Efficiency | 95% | #VALUE! | If proposed system is a heat pump, percentage should = COP * 100%. |  | 13 (12-1 pm) | #VALUE! | #VALUE! | #VALUE!
[5 empty] | 14 (1-2 pm) | #VALUE! | #VALUE! | #VALUE!
Heat Input Ratio (1/efficiency) | 1.0526 | #VALUE! |  |  | 15 (2-3 pm) | #VALUE! | #VALUE! | #VALUE!
[5 empty] | 16 (3-4 pm) | #VALUE! | #VALUE! | #VALUE!
Tank UA Value (Btu/h-°F) | 5.46 | #VALUE! | This information is usually difficult to find on manufacturer's cutsheets. Use the calculator to the right to estimate for proposed. |  | 17 (4-5 pm) | #VALUE! | #VALUE! | #VALUE!
[5 empty] | 18 (5-6 pm) | #VALUE! | #VALUE! | #VALUE!
Full Flow Rate (GPM) | #VALUE! | #VALUE! | This value is dependent on the time of day schedule. Enter the same schedule that will be used in the model. |  | 19 (6-7 pm) | #VALUE! | #VALUE! | #VALUE!
[5 empty] | 20 (7-8 pm) | #VALUE! | #VALUE! | #VALUE!
[5 empty] | 21 (8-9 pm) | #VALUE! | #VALUE! | #VALUE!
[5 empty] | 22 (9-10 pm) | #VALUE! | #VALUE! | #VALUE!
Cells highlighted in dark blue are user required inputs |  |  |  |  | 23 (10-11 pm) | #VALUE! | #VALUE! | #VALUE!
Cells highlighted in light blue are calculated energy model inputs |  |  |  |  | 24 (11-12 am) | #VALUE! | #VALUE! | #VALUE!
[5 empty] | Total | #VALUE! | #VALUE! | #VALUE!
Back to Main Page
Estimate Hot Water Use
Estimage Input Power and Storage Capacity
Calculate UA Value

## Cooling Tower Fans
Directions: The purpose of this spreadsheet is to determine ASHRAE 90.1-2007 Table 6.8.1G baseline cooling tower performance and translate that performance into appropriate energy model inputs. Enter values in the dark blue cells below to determine model inputs for cooling tower fans.
| Proposed | Baseline | Notes:
Cooling Tower Fan Type | Axial | Axial | Baseline is always axial. Choose the design type for proposed system.
Nameplate Fan Power (hp) | 15 | 20.9424 | Enter design nameplate horsepower, not brake horsepower.
Condenser Water Flow (gpm) | 750 | 800 | Enter design value for Proposed system. Enter auto-sized value for Baseline system.
Condenser Water DT (°F) | 10 | 10 | = Condenser Return T - Condenser supply T
Total Heat Rejection (kBtu/h) | 3750 | 4000 | = (500 * GPM * DT°F) / 1000
Code Minimum Efficiency (gpm/hp) | 38.2 | 38.2 | ASHRAE 90.1-2007 minimum from Table 6.8.1G
Actual Efficiency (gpm/hp) | 50 | 38.2 | Proposed must be higher than the code minimum. Baseline is equal to code minimum.
Cooling Tower COP (Q_rej/W_fan) | 98.1663 | 74.999 | Use this value in the energy model
Cooling Tower EIR (1/COP) | 0.010187 | 0.013334 | Use this value in the energy model
Cells highlighted in dark blue are user required inputs
Cells highlighted in light blue are calculated energy model inputs
Back to Main Page

## Proposed Fan Power & EER
Directions: The purpose of this spreadsheet is to calculate the fan power and compressor efficiency of proposed systems. Click 'Add System' to begin. Enter information about your proposed system and save. Use the Delete and Edit buttons to manipulate entered data or edit directly in the cells.
Cells highlighted in dark blue are user required inputs
Cells highlighted in light blue are calculated energy model inputs
System Name | Notes | Supply kW/CFM | Return kW/CFM | Exhaust kW/CFM | Cooling COP | Inverse Cooling COP (EIR) | Heating COP | Inverse Heating COP (EIR) | Rated Cooling Capacity (Btu/h) | Supply CFM | Main Supply Fan kW | Other Supply Fan kW | Return CFM | Return Fan kW | Exhaust CFM | Exhaust Fan kW | Total Fan kW | Supply Fan Ratio | Return Fan Ratio | Exhaust Fan Ratio | EER @ ARI Conditions | COP Method | Gross Cooling Capacity (Btu/h) | Fan Heat Method | Fan Heat Gain at ARI (Btu/h) | CFM @ ARI Conditions | Internal Static @ ARI CFM | ARI Min ESP | Fan Efficiency | ARI Fan BHP
Example - Do Not Delete | This is an example system. | 0.0005 | 0.00021429 | 0.00075 | #VALUE! | N/A | 3.2 | 0.3125 | 240000 | 8000 | 4 | 0 | 7000 | 1.5 | 1000 | 0.75 | 6.25 | 0.64 | 0.24 | 0.12 | 10 | RATED+FAN | N/A | DIRECT | 3000 | 7000 | 0.75 | 0.4 | 0.65 | 1.9485
System 1 | notes | 0.0005 | 0.00021429 | 0.00075 | #VALUE! | N/A | 3.2 | 0.3125 | 240000 | 8000 | 4 | N/A | 7000 | 1.5 | 1000 | 0.75 | 6.25 | 0.64 | 0.24 | 0.12 | 10 | GROSS | 244958 | NO | N/A | N/A | N/A | 0.4 | N/A | N/A
Add System
Delete System
Edit System
Back to Main Page

## Baseline Fan Power & EER
Directions: The purpose of this spreadsheet is to calculate the fan power and compressor efficiency of ASHRAE 90.1-2007 Appendix G baseline systems. Click 'Add System' to begin. Enter information about your baseline system and save. Use the Delete and Edit buttons to manipulate entered data or edit directly in the cells.
Cells highlighted in dark blue are user required inputs
Cells highlighted in light blue are calculated energy model inputs
[27 empty] | Fully Ducted Return/Exhaust |  |  |  | Return/Exhaust Airflow Control |  |  |  | Exhaust filters, scrubbers, other |  |  |  | MERV 9-12 |  |  |  | MERV 13-15 |  |  |  | MERV 16+ or electronic |  |  |  | Carbon/gas-phase cleaner |  |  |  | Heat Recovery Device |  |  |  | Evap Cooler in series w/ clg coil |  |  |  | Sound Attenuation |  |  |  | Fume Hood Exhaust Exception
System Name | Notes... | System Type | Heating Type | Supply kW/CFM | Return kW/CFM | Exhaust kW/CFM | Cooling COP | Inverse Cooling COP (EIR) | Heating COP | Inverse Heating COP (EIR) | Total Cooling Capacity (Btu/h) | Supply CFM | Return CFM | Exhaust CFM | Supply Fan Ratio | Return Fan Ratio | Exhaust Fan Ratio | Base Allowed Fan BHP | Add'l Allowed Fan BHP | Total Allowed Fan BHP | Motor Eff. | Allowed Fan kW | Total EER | Internal Static | ARI Minimum External Static | System Type # | TRUE/ FALSE | PD (in w.c.) | CFM | Allowed BHP | TRUE/ FALSE | PD (in w.c.) | CFM | Allowed BHP | TRUE/ FALSE | PD (in w.c.) | CFM | Allowed BHP | TRUE/ FALSE | PD (in w.c.) | CFM | Allowed BHP | TRUE/ FALSE | PD (in w.c.) | CFM | Allowed BHP | TRUE/ FALSE | PD (in w.c.) | CFM | Allowed BHP | TRUE/ FALSE | PD (in w.c.) | CFM | Allowed BHP | TRUE/ FALSE | PD (in w.c.) | CFM | Allowed BHP | TRUE/ FALSE | PD (in w.c.) | CFM | Allowed BHP | TRUE/ FALSE | PD (in w.c.) | CFM | Allowed BHP | TRUE/ FALSE | PD (in w.c.) | CFM | Allowed BHP | Add'l Allowed Fan BHP
Example - Do Not Delete | This is an example system. | 3-PSZ-AC | Fossil Fuel | #VALUE! | #VALUE! | #VALUE! | #VALUE! | #VALUE! | #VALUE! | N/A | 240000 | 8000 | 7000 | 1000 | 0.85 | 0 | 0.15 | #VALUE! | 0.96829 | #VALUE! | #VALUE! | #VALUE! | #VALUE! | 1 | #VALUE! | 3 | TRUE | 0.5 | 8000 | 0.96829 | FALSE | 0.5 | 0 | 0 | FALSE | 0 | 0 | 0 | FALSE | 0.5 | 0 | 0 | FALSE | 0.9 | 0 | 0 | FALSE | 0 | 0 | 0 | FALSE | 0 | 0 | 0 | FALSE | 0 | 0 | 0 | FALSE | 0 | 0 | 0 | FALSE | 0.15 | 0 | 0 | FALSE | -1 | 0 | 0 | 0.96829
System Name | Notes... | 3-PSZ-AC | Electric or None | #VALUE! | #VALUE! | #VALUE! | #VALUE! | #VALUE! | #VALUE! | N/A | 218000 | 10000 | 8000 | 2000 | 0.65 | 0.2 | 0.15 | #VALUE! | 0 | #VALUE! | #VALUE! | #VALUE! | #VALUE! | 1 | #VALUE! | 3 | FALSE | 0.5 | 0 | 0 | FALSE | 0.5 | 0 | 0 | FALSE | 0 | 0 | 0 | FALSE | 0.5 | 0 | 0 | FALSE | 0.9 | 0 | 0 | FALSE | 0 | 0 | 0 | FALSE | 0 | 0 | 0 | FALSE | 0 | 0 | 0 | FALSE | 0 | 0 | 0 | FALSE | 0.15 | 0 | 0 | FALSE | -1 | 0 | 0 | 0
Add System
Delete System
Edit System
Back to Main Page

## Schedule Exporter
Directions: Press 'Create Schedule' button to start. Select your modeling program and desired options on the form and enter schedule values in the table that appears. Press 'Export File' to create schedules that can be imported into your software (Button appears after schedule info is entered).
[13 empty] | Year starts on: | Monday
| Hour of Day (Time) | Weekday | Monday | Tuesday | Wednesday | Thursday | Friday | Saturday | Sunday | Weekend | Holiday | Hour of Year | Month/Day Time | Hourly Value
Schedule Name: | 1 (12-1 am) | 0 | 0 | 0 | 0 | 0 | 0 | 0 | 0 | 0 | 0 | 1 | 2010-01-01 | 0
Type of Schedule: | 2 (1-2 am) | 0 | 0 | 0 | 0 | 0 | 0 | 0 | 0 | 0 | 0 | 2 | 2010-01-01 01:00 | 0
Schedule Timeframe: | 3 (2-3 am) | 0 | 0 | 0 | 0 | 0 | 0 | 0 | 0 | 0 | 0 | 3 | 2010-01-01 02:00 | 0
Program: | 4 (3-4 am) | 0 | 0 | 0 | 0 | 0 | 0 | 0 | 0 | 0 | 0 | 4 | 2010-01-01 03:00 | 0
| 5 (4-5 am) | 0 | 0 | 0 | 0 | 0 | 0 | 0 | 0 | 0 | 0 | 5 | 2010-01-01 04:00 | 0
| 6 (5-6 am) | 0 | 0 | 0 | 0 | 0 | 0 | 0 | 0 | 0 | 0 | 6 | 2010-01-01 05:00 | 0
| 7 (6-7 am) | 0 | 0 | 0 | 0 | 0 | 0 | 0 | 0 | 0 | 0 | 7 | 2010-01-01 06:00 | 0
| 8 (7-8 am) | 0 | 0 | 0 | 0 | 0 | 0 | 0 | 0 | 0 | 0 | 8 | 2010-01-01 07:00 | 0
| 9 (8-9 am) | 0 | 0 | 0 | 0 | 0 | 0 | 0 | 0 | 0 | 0 | 9 | 2010-01-01 08:00 | 0
| 10 (9-10 am) | 0 | 0 | 0 | 0 | 0 | 0 | 0 | 0 | 0 | 0 | 10 | 2010-01-01 09:00 | 0
| 11 (10-11 am) | 0 | 0 | 0 | 0 | 0 | 0 | 0 | 0 | 0 | 0 | 11 | 2010-01-01 10:00 | 0
| 12 (11-Noon) | 0 | 0 | 0 | 0 | 0 | 0 | 0 | 0 | 0 | 0 | 12 | 2010-01-01 11:00 | 0
| 13 (12-1 pm) | 0 | 0 | 0 | 0 | 0 | 0 | 0 | 0 | 0 | 0 | 13 | 2010-01-01 12:00 | 0
| 14 (1-2 pm) | 0 | 0 | 0 | 0 | 0 | 0 | 0 | 0 | 0 | 0 | 14 | 2010-01-01 13:00 | 0
| 15 (2-3 pm) | 0 | 0 | 0 | 0 | 0 | 0 | 0 | 0 | 0 | 0 | 15 | 2010-01-01 14:00 | 0
| 16 (3-4 pm) | 0 | 0 | 0 | 0 | 0 | 0 | 0 | 0 | 0 | 0 | 16 | 2010-01-01 15:00 | 0
| 17 (4-5 pm) | 0 | 0 | 0 | 0 | 0 | 0 | 0 | 0 | 0 | 0 | 17 | 2010-01-01 16:00 | 0
| 18 (5-6 pm) | 0 | 0 | 0 | 0 | 0 | 0 | 0 | 0 | 0 | 0 | 18 | 2010-01-01 17:00 | 0
| 19 (6-7 pm) | 0 | 0 | 0 | 0 | 0 | 0 | 0 | 0 | 0 | 0 | 19 | 2010-01-01 18:00 | 0
| 20 (7-8 pm) | 0 | 0 | 0 | 0 | 0 | 0 | 0 | 0 | 0 | 0 | 20 | 2010-01-01 19:00 | 0
| 21 (8-9 pm) | 0 | 0 | 0 | 0 | 0 | 0 | 0 | 0 | 0 | 0 | 21 | 2010-01-01 20:00 | 0
| 22 (9-10 pm) | 0 | 0 | 0 | 0 | 0 | 0 | 0 | 0 | 0 | 0 | 22 | 2010-01-01 21:00 | 0
| 23 (10-11 pm) | 0 | 0 | 0 | 0 | 0 | 0 | 0 | 0 | 0 | 0 | 23 | 2010-01-01 22:00 | 0
| 24 (11-Midnight) | 0 | 0 | 0 | 0 | 0 | 0 | 0 | 0 | 0 | 0 | 24 | 2010-01-01 23:00 | 0
[12 empty] | 25 | 2010-01-02 | 0
[12 empty] | 26 | 2010-01-02 01:00 | 0
[12 empty] | 27 | 2010-01-02 02:00 | 0
[12 empty] | 28 | 2010-01-02 03:00 | 0
[12 empty] | 29 | 2010-01-02 04:00 | 0
[12 empty] | 30 | 2010-01-02 05:00 | 0
[12 empty] | 31 | 2010-01-02 06:00 | 0
[12 empty] | 32 | 2010-01-02 07:00 | 0
[12 empty] | 33 | 2010-01-02 08:00 | 0
[12 empty] | 34 | 2010-01-02 09:00 | 0
[12 empty] | 35 | 2010-01-02 10:00 | 0
[12 empty] | 36 | 2010-01-02 11:00 | 0
[12 empty] | 37 | 2010-01-02 12:00 | 0
[12 empty] | 38 | 2010-01-02 13:00 | 0
[12 empty] | 39 | 2010-01-02 14:00 | 0
[12 empty] | 40 | 2010-01-02 15:00 | 0
[12 empty] | 41 | 2010-01-02 16:00 | 0
[12 empty] | 42 | 2010-01-02 17:00 | 0
[12 empty] | 43 | 2010-01-02 18:00 | 0
[12 empty] | 44 | 2010-01-02 19:00 | 0
[12 empty] | 45 | 2010-01-02 20:00 | 0
[12 empty] | 46 | 2010-01-02 21:00 | 0
[12 empty] | 47 | 2010-01-02 22:00 | 0
[12 empty] | 48 | 2010-01-02 23:00 | 0
[12 empty] | 49 | 2010-01-03 | 0
[12 empty] | 50 | 2010-01-03 01:00 | 0
[12 empty] | 51 | 2010-01-03 02:00 | 0
[12 empty] | 52 | 2010-01-03 03:00 | 0
[12 empty] | 53 | 2010-01-03 04:00 | 0
[12 empty] | 54 | 2010-01-03 05:00 | 0
[12 empty] | 55 | 2010-01-03 06:00 | 0
[12 empty] | 56 | 2010-01-03 07:00 | 0
[12 empty] | 57 | 2010-01-03 08:00 | 0
[12 empty] | 58 | 2010-01-03 09:00 | 0
[12 empty] | 59 | 2010-01-03 10:00 | 0
[12 empty] | 60 | 2010-01-03 11:00 | 0
[12 empty] | 61 | 2010-01-03 12:00 | 0
[12 empty] | 62 | 2010-01-03 13:00 | 0
[12 empty] | 63 | 2010-01-03 14:00 | 0
[12 empty] | 64 | 2010-01-03 15:00 | 0
[12 empty] | 65 | 2010-01-03 16:00 | 0
[12 empty] | 66 | 2010-01-03 17:00 | 0
[12 empty] | 67 | 2010-01-03 18:00 | 0
[12 empty] | 68 | 2010-01-03 19:00 | 0
[12 empty] | 69 | 2010-01-03 20:00 | 0
[12 empty] | 70 | 2010-01-03 21:00 | 0
[12 empty] | 71 | 2010-01-03 22:00 | 0
[12 empty] | 72 | 2010-01-03 23:00 | 0
[12 empty] | 73 | 2010-01-04 | 0
[12 empty] | 74 | 2010-01-04 01:00 | 0
[12 empty] | 75 | 2010-01-04 02:00 | 0
[12 empty] | 76 | 2010-01-04 03:00 | 0
[12 empty] | 77 | 2010-01-04 04:00 | 0
[12 empty] | 78 | 2010-01-04 05:00 | 0
[12 empty] | 79 | 2010-01-04 06:00 | 0
[12 empty] | 80 | 2010-01-04 07:00 | 0
[12 empty] | 81 | 2010-01-04 08:00 | 0
[12 empty] | 82 | 2010-01-04 09:00 | 0
[12 empty] | 83 | 2010-01-04 10:00 | 0
[12 empty] | 84 | 2010-01-04 11:00 | 0
[12 empty] | 85 | 2010-01-04 12:00 | 0
[12 empty] | 86 | 2010-01-04 13:00 | 0
[12 empty] | 87 | 2010-01-04 14:00 | 0
[12 empty] | 88 | 2010-01-04 15:00 | 0
[12 empty] | 89 | 2010-01-04 16:00 | 0
[12 empty] | 90 | 2010-01-04 17:00 | 0
[12 empty] | 91 | 2010-01-04 18:00 | 0
[12 empty] | 92 | 2010-01-04 19:00 | 0
[12 empty] | 93 | 2010-01-04 20:00 | 0
[12 empty] | 94 | 2010-01-04 21:00 | 0
[12 empty] | 95 | 2010-01-04 22:00 | 0
[12 empty] | 96 | 2010-01-04 23:00 | 0
[12 empty] | 97 | 2010-01-05 | 0
[12 empty] | 98 | 2010-01-05 01:00 | 0
[12 empty] | 99 | 2010-01-05 02:00 | 0
[12 empty] | 100 | 2010-01-05 03:00 | 0
[12 empty] | 101 | 2010-01-05 04:00 | 0
[12 empty] | 102 | 2010-01-05 05:00 | 0
[12 empty] | 103 | 2010-01-05 06:00 | 0
[12 empty] | 104 | 2010-01-05 07:00 | 0
[12 empty] | 105 | 2010-01-05 08:00 | 0
[12 empty] | 106 | 2010-01-05 09:00 | 0
[12 empty] | 107 | 2010-01-05 10:00 | 0
[12 empty] | 108 | 2010-01-05 11:00 | 0
[12 empty] | 109 | 2010-01-05 12:00 | 0
[12 empty] | 110 | 2010-01-05 13:00 | 0
[12 empty] | 111 | 2010-01-05 14:00 | 0
[12 empty] | 112 | 2010-01-05 15:00 | 0
[12 empty] | 113 | 2010-01-05 16:00 | 0
[12 empty] | 114 | 2010-01-05 17:00 | 0
[12 empty] | 115 | 2010-01-05 18:00 | 0
[12 empty] | 116 | 2010-01-05 19:00 | 0
[12 empty] | 117 | 2010-01-05 20:00 | 0
[12 empty] | 118 | 2010-01-05 21:00 | 0
[12 empty] | 119 | 2010-01-05 22:00 | 0
[12 empty] | 120 | 2010-01-05 23:00 | 0
[12 empty] | 121 | 2010-01-06 | 0
[12 empty] | 122 | 2010-01-06 01:00 | 0
[12 empty] | 123 | 2010-01-06 02:00 | 0
[12 empty] | 124 | 2010-01-06 03:00 | 0
[12 empty] | 125 | 2010-01-06 04:00 | 0
[12 empty] | 126 | 2010-01-06 05:00 | 0
[12 empty] | 127 | 2010-01-06 06:00 | 0
[12 empty] | 128 | 2010-01-06 07:00 | 0
[12 empty] | 129 | 2010-01-06 08:00 | 0
[12 empty] | 130 | 2010-01-06 09:00 | 0
[12 empty] | 131 | 2010-01-06 10:00 | 0
[12 empty] | 132 | 2010-01-06 11:00 | 0
[12 empty] | 133 | 2010-01-06 12:00 | 0
[12 empty] | 134 | 2010-01-06 13:00 | 0
[12 empty] | 135 | 2010-01-06 14:00 | 0
[12 empty] | 136 | 2010-01-06 15:00 | 0
[12 empty] | 137 | 2010-01-06 16:00 | 0
[12 empty] | 138 | 2010-01-06 17:00 | 0
[12 empty] | 139 | 2010-01-06 18:00 | 0
[12 empty] | 140 | 2010-01-06 19:00 | 0
[12 empty] | 141 | 2010-01-06 20:00 | 0
[12 empty] | 142 | 2010-01-06 21:00 | 0
[12 empty] | 143 | 2010-01-06 22:00 | 0
[12 empty] | 144 | 2010-01-06 23:00 | 0
[12 empty] | 145 | 2010-01-07 | 0
[12 empty] | 146 | 2010-01-07 01:00 | 0
[12 empty] | 147 | 2010-01-07 02:00 | 0
[12 empty] | 148 | 2010-01-07 03:00 | 0
[12 empty] | 149 | 2010-01-07 04:00 | 0
[12 empty] | 150 | 2010-01-07 05:00 | 0
[12 empty] | 151 | 2010-01-07 06:00 | 0
[12 empty] | 152 | 2010-01-07 07:00 | 0
[12 empty] | 153 | 2010-01-07 08:00 | 0
[12 empty] | 154 | 2010-01-07 09:00 | 0
[12 empty] | 155 | 2010-01-07 10:00 | 0
[12 empty] | 156 | 2010-01-07 11:00 | 0
[12 empty] | 157 | 2010-01-07 12:00 | 0
[12 empty] | 158 | 2010-01-07 13:00 | 0
[12 empty] | 159 | 2010-01-07 14:00 | 0
[12 empty] | 160 | 2010-01-07 15:00 | 0
[12 empty] | 161 | 2010-01-07 16:00 | 0
[12 empty] | 162 | 2010-01-07 17:00 | 0
[12 empty] | 163 | 2010-01-07 18:00 | 0
[12 empty] | 164 | 2010-01-07 19:00 | 0
[12 empty] | 165 | 2010-01-07 20:00 | 0
[12 empty] | 166 | 2010-01-07 21:00 | 0
[12 empty] | 167 | 2010-01-07 22:00 | 0
[12 empty] | 168 | 2010-01-07 23:00 | 0
[12 empty] | 169 | 2010-01-08 | 0
[12 empty] | 170 | 2010-01-08 01:00 | 0
[12 empty] | 171 | 2010-01-08 02:00 | 0
[12 empty] | 172 | 2010-01-08 03:00 | 0
[12 empty] | 173 | 2010-01-08 04:00 | 0
[12 empty] | 174 | 2010-01-08 05:00 | 0
[12 empty] | 175 | 2010-01-08 06:00 | 0
[12 empty] | 176 | 2010-01-08 07:00 | 0
[12 empty] | 177 | 2010-01-08 08:00 | 0
[12 empty] | 178 | 2010-01-08 09:00 | 0
[12 empty] | 179 | 2010-01-08 10:00 | 0
[12 empty] | 180 | 2010-01-08 11:00 | 0
[12 empty] | 181 | 2010-01-08 12:00 | 0
[12 empty] | 182 | 2010-01-08 13:00 | 0
[12 empty] | 183 | 2010-01-08 14:00 | 0
[12 empty] | 184 | 2010-01-08 15:00 | 0
[12 empty] | 185 | 2010-01-08 16:00 | 0
[12 empty] | 186 | 2010-01-08 17:00 | 0
[12 empty] | 187 | 2010-01-08 18:00 | 0
[12 empty] | 188 | 2010-01-08 19:00 | 0
[12 empty] | 189 | 2010-01-08 20:00 | 0
[12 empty] | 190 | 2010-01-08 21:00 | 0
[12 empty] | 191 | 2010-01-08 22:00 | 0
[12 empty] | 192 | 2010-01-08 23:00 | 0
[12 empty] | 193 | 2010-01-09 | 0
[12 empty] | 194 | 2010-01-09 01:00 | 0
[12 empty] | 195 | 2010-01-09 02:00 | 0
[12 empty] | 196 | 2010-01-09 03:00 | 0
[12 empty] | 197 | 2010-01-09 04:00 | 0
[12 empty] | 198 | 2010-01-09 05:00 | 0
[12 empty] | 199 | 2010-01-09 06:00 | 0
[12 empty] | 200 | 2010-01-09 07:00 | 0
[12 empty] | 201 | 2010-01-09 08:00 | 0
[12 empty] | 202 | 2010-01-09 09:00 | 0
[12 empty] | 203 | 2010-01-09 10:00 | 0
[12 empty] | 204 | 2010-01-09 11:00 | 0
[12 empty] | 205 | 2010-01-09 12:00 | 0
[12 empty] | 206 | 2010-01-09 13:00 | 0
[12 empty] | 207 | 2010-01-09 14:00 | 0
[12 empty] | 208 | 2010-01-09 15:00 | 0
[12 empty] | 209 | 2010-01-09 16:00 | 0
[12 empty] | 210 | 2010-01-09 17:00 | 0
[12 empty] | 211 | 2010-01-09 18:00 | 0
[12 empty] | 212 | 2010-01-09 19:00 | 0
[12 empty] | 213 | 2010-01-09 20:00 | 0
[12 empty] | 214 | 2010-01-09 21:00 | 0
[12 empty] | 215 | 2010-01-09 22:00 | 0
[12 empty] | 216 | 2010-01-09 23:00 | 0
[12 empty] | 217 | 2010-01-10 | 0
[12 empty] | 218 | 2010-01-10 01:00 | 0
[12 empty] | 219 | 2010-01-10 02:00 | 0
[12 empty] | 220 | 2010-01-10 03:00 | 0
[12 empty] | 221 | 2010-01-10 04:00 | 0
[12 empty] | 222 | 2010-01-10 05:00 | 0
[12 empty] | 223 | 2010-01-10 06:00 | 0
[12 empty] | 224 | 2010-01-10 07:00 | 0
[12 empty] | 225 | 2010-01-10 08:00 | 0
[12 empty] | 226 | 2010-01-10 09:00 | 0
[12 empty] | 227 | 2010-01-10 10:00 | 0
[12 empty] | 228 | 2010-01-10 11:00 | 0
[12 empty] | 229 | 2010-01-10 12:00 | 0
[12 empty] | 230 | 2010-01-10 13:00 | 0
[12 empty] | 231 | 2010-01-10 14:00 | 0
[12 empty] | 232 | 2010-01-10 15:00 | 0
[12 empty] | 233 | 2010-01-10 16:00 | 0
[12 empty] | 234 | 2010-01-10 17:00 | 0
[12 empty] | 235 | 2010-01-10 18:00 | 0
[12 empty] | 236 | 2010-01-10 19:00 | 0
[12 empty] | 237 | 2010-01-10 20:00 | 0
[12 empty] | 238 | 2010-01-10 21:00 | 0
[12 empty] | 239 | 2010-01-10 22:00 | 0
[12 empty] | 240 | 2010-01-10 23:00 | 0
[12 empty] | 241 | 2010-01-11 | 0
[12 empty] | 242 | 2010-01-11 01:00 | 0
[12 empty] | 243 | 2010-01-11 02:00 | 0
[12 empty] | 244 | 2010-01-11 03:00 | 0
[12 empty] | 245 | 2010-01-11 04:00 | 0
[12 empty] | 246 | 2010-01-11 05:00 | 0
[12 empty] | 247 | 2010-01-11 06:00 | 0
[12 empty] | 248 | 2010-01-11 07:00 | 0
[12 empty] | 249 | 2010-01-11 08:00 | 0
[12 empty] | 250 | 2010-01-11 09:00 | 0
[12 empty] | 251 | 2010-01-11 10:00 | 0
[12 empty] | 252 | 2010-01-11 11:00 | 0
[12 empty] | 253 | 2010-01-11 12:00 | 0
[12 empty] | 254 | 2010-01-11 13:00 | 0
[12 empty] | 255 | 2010-01-11 14:00 | 0
[12 empty] | 256 | 2010-01-11 15:00 | 0
[12 empty] | 257 | 2010-01-11 16:00 | 0
[12 empty] | 258 | 2010-01-11 17:00 | 0
[12 empty] | 259 | 2010-01-11 18:00 | 0
[12 empty] | 260 | 2010-01-11 19:00 | 0
[12 empty] | 261 | 2010-01-11 20:00 | 0
[12 empty] | 262 | 2010-01-11 21:00 | 0
[12 empty] | 263 | 2010-01-11 22:00 | 0
[12 empty] | 264 | 2010-01-11 23:00 | 0
[12 empty] | 265 | 2010-01-12 | 0
[12 empty] | 266 | 2010-01-12 01:00 | 0
[12 empty] | 267 | 2010-01-12 02:00 | 0
[12 empty] | 268 | 2010-01-12 03:00 | 0
[12 empty] | 269 | 2010-01-12 04:00 | 0
[12 empty] | 270 | 2010-01-12 05:00 | 0
[12 empty] | 271 | 2010-01-12 06:00 | 0
[12 empty] | 272 | 2010-01-12 07:00 | 0
[12 empty] | 273 | 2010-01-12 08:00 | 0
[12 empty] | 274 | 2010-01-12 09:00 | 0
[12 empty] | 275 | 2010-01-12 10:00 | 0
[12 empty] | 276 | 2010-01-12 11:00 | 0
[12 empty] | 277 | 2010-01-12 12:00 | 0
[12 empty] | 278 | 2010-01-12 13:00 | 0
[12 empty] | 279 | 2010-01-12 14:00 | 0
[12 empty] | 280 | 2010-01-12 15:00 | 0
[12 empty] | 281 | 2010-01-12 16:00 | 0
[12 empty] | 282 | 2010-01-12 17:00 | 0
[12 empty] | 283 | 2010-01-12 18:00 | 0
[12 empty] | 284 | 2010-01-12 19:00 | 0
[12 empty] | 285 | 2010-01-12 20:00 | 0
[12 empty] | 286 | 2010-01-12 21:00 | 0
[12 empty] | 287 | 2010-01-12 22:00 | 0
[12 empty] | 288 | 2010-01-12 23:00 | 0
[12 empty] | 289 | 2010-01-13 | 0
[12 empty] | 290 | 2010-01-13 01:00 | 0
[12 empty] | 291 | 2010-01-13 02:00 | 0
[12 empty] | 292 | 2010-01-13 03:00 | 0
[12 empty] | 293 | 2010-01-13 04:00 | 0
[12 empty] | 294 | 2010-01-13 05:00 | 0
[12 empty] | 295 | 2010-01-13 06:00 | 0
[12 empty] | 296 | 2010-01-13 07:00 | 0
[12 empty] | 297 | 2010-01-13 08:00 | 0
[12 empty] | 298 | 2010-01-13 09:00 | 0
[12 empty] | 299 | 2010-01-13 10:00 | 0
[12 empty] | 300 | 2010-01-13 11:00 | 0
[12 empty] | 301 | 2010-01-13 12:00 | 0
[12 empty] | 302 | 2010-01-13 13:00 | 0
[12 empty] | 303 | 2010-01-13 14:00 | 0
[12 empty] | 304 | 2010-01-13 15:00 | 0
[12 empty] | 305 | 2010-01-13 16:00 | 0
[12 empty] | 306 | 2010-01-13 17:00 | 0
[12 empty] | 307 | 2010-01-13 18:00 | 0
[12 empty] | 308 | 2010-01-13 19:00 | 0
[12 empty] | 309 | 2010-01-13 20:00 | 0
[12 empty] | 310 | 2010-01-13 21:00 | 0
[12 empty] | 311 | 2010-01-13 22:00 | 0
[12 empty] | 312 | 2010-01-13 23:00 | 0
[12 empty] | 313 | 2010-01-14 | 0
[12 empty] | 314 | 2010-01-14 01:00 | 0
[12 empty] | 315 | 2010-01-14 02:00 | 0
[12 empty] | 316 | 2010-01-14 03:00 | 0
[12 empty] | 317 | 2010-01-14 04:00 | 0
[12 empty] | 318 | 2010-01-14 05:00 | 0
[12 empty] | 319 | 2010-01-14 06:00 | 0
[12 empty] | 320 | 2010-01-14 07:00 | 0
[12 empty] | 321 | 2010-01-14 08:00 | 0
[12 empty] | 322 | 2010-01-14 09:00 | 0
[12 empty] | 323 | 2010-01-14 10:00 | 0
[12 empty] | 324 | 2010-01-14 11:00 | 0
[12 empty] | 325 | 2010-01-14 12:00 | 0
[12 empty] | 326 | 2010-01-14 13:00 | 0
[12 empty] | 327 | 2010-01-14 14:00 | 0
[12 empty] | 328 | 2010-01-14 15:00 | 0
[12 empty] | 329 | 2010-01-14 16:00 | 0
[12 empty] | 330 | 2010-01-14 17:00 | 0
[12 empty] | 331 | 2010-01-14 18:00 | 0
[12 empty] | 332 | 2010-01-14 19:00 | 0
[12 empty] | 333 | 2010-01-14 20:00 | 0
[12 empty] | 334 | 2010-01-14 21:00 | 0
[12 empty] | 335 | 2010-01-14 22:00 | 0
[12 empty] | 336 | 2010-01-14 23:00 | 0
[12 empty] | 337 | 2010-01-15 | 0
[12 empty] | 338 | 2010-01-15 01:00 | 0
[12 empty] | 339 | 2010-01-15 02:00 | 0
[12 empty] | 340 | 2010-01-15 03:00 | 0
[12 empty] | 341 | 2010-01-15 04:00 | 0
[12 empty] | 342 | 2010-01-15 05:00 | 0
[12 empty] | 343 | 2010-01-15 06:00 | 0
[12 empty] | 344 | 2010-01-15 07:00 | 0
[12 empty] | 345 | 2010-01-15 08:00 | 0
[12 empty] | 346 | 2010-01-15 09:00 | 0
[12 empty] | 347 | 2010-01-15 10:00 | 0
[12 empty] | 348 | 2010-01-15 11:00 | 0
[12 empty] | 349 | 2010-01-15 12:00 | 0
[12 empty] | 350 | 2010-01-15 13:00 | 0
[12 empty] | 351 | 2010-01-15 14:00 | 0
[12 empty] | 352 | 2010-01-15 15:00 | 0
[12 empty] | 353 | 2010-01-15 16:00 | 0
[12 empty] | 354 | 2010-01-15 17:00 | 0
[12 empty] | 355 | 2010-01-15 18:00 | 0
[12 empty] | 356 | 2010-01-15 19:00 | 0
[12 empty] | 357 | 2010-01-15 20:00 | 0
[12 empty] | 358 | 2010-01-15 21:00 | 0
[12 empty] | 359 | 2010-01-15 22:00 | 0
[12 empty] | 360 | 2010-01-15 23:00 | 0
[12 empty] | 361 | 2010-01-16 | 0
[12 empty] | 362 | 2010-01-16 01:00 | 0
[12 empty] | 363 | 2010-01-16 02:00 | 0
[12 empty] | 364 | 2010-01-16 03:00 | 0
[12 empty] | 365 | 2010-01-16 04:00 | 0
[12 empty] | 366 | 2010-01-16 05:00 | 0
[12 empty] | 367 | 2010-01-16 06:00 | 0
[12 empty] | 368 | 2010-01-16 07:00 | 0
[12 empty] | 369 | 2010-01-16 08:00 | 0
[12 empty] | 370 | 2010-01-16 09:00 | 0
[12 empty] | 371 | 2010-01-16 10:00 | 0
[12 empty] | 372 | 2010-01-16 11:00 | 0
[12 empty] | 373 | 2010-01-16 12:00 | 0
[12 empty] | 374 | 2010-01-16 13:00 | 0
[12 empty] | 375 | 2010-01-16 14:00 | 0
[12 empty] | 376 | 2010-01-16 15:00 | 0
[12 empty] | 377 | 2010-01-16 16:00 | 0
[12 empty] | 378 | 2010-01-16 17:00 | 0
[12 empty] | 379 | 2010-01-16 18:00 | 0
[12 empty] | 380 | 2010-01-16 19:00 | 0
[12 empty] | 381 | 2010-01-16 20:00 | 0
[12 empty] | 382 | 2010-01-16 21:00 | 0
[12 empty] | 383 | 2010-01-16 22:00 | 0
[12 empty] | 384 | 2010-01-16 23:00 | 0
[12 empty] | 385 | 2010-01-17 | 0
[12 empty] | 386 | 2010-01-17 01:00 | 0
[12 empty] | 387 | 2010-01-17 02:00 | 0
[12 empty] | 388 | 2010-01-17 03:00 | 0
[12 empty] | 389 | 2010-01-17 04:00 | 0
[12 empty] | 390 | 2010-01-17 05:00 | 0
[12 empty] | 391 | 2010-01-17 06:00 | 0
[12 empty] | 392 | 2010-01-17 07:00 | 0
[12 empty] | 393 | 2010-01-17 08:00 | 0
[12 empty] | 394 | 2010-01-17 09:00 | 0
[12 empty] | 395 | 2010-01-17 10:00 | 0
[12 empty] | 396 | 2010-01-17 11:00 | 0
[12 empty] | 397 | 2010-01-17 12:00 | 0
[12 empty] | 398 | 2010-01-17 13:00 | 0
[12 empty] | 399 | 2010-01-17 14:00 | 0
[12 empty] | 400 | 2010-01-17 15:00 | 0
[12 empty] | 401 | 2010-01-17 16:00 | 0
[12 empty] | 402 | 2010-01-17 17:00 | 0
[12 empty] | 403 | 2010-01-17 18:00 | 0
[12 empty] | 404 | 2010-01-17 19:00 | 0
[12 empty] | 405 | 2010-01-17 20:00 | 0
[12 empty] | 406 | 2010-01-17 21:00 | 0
[12 empty] | 407 | 2010-01-17 22:00 | 0
[12 empty] | 408 | 2010-01-17 23:00 | 0
[12 empty] | 409 | 2010-01-18 | 0
[12 empty] | 410 | 2010-01-18 01:00 | 0
[12 empty] | 411 | 2010-01-18 02:00 | 0
[12 empty] | 412 | 2010-01-18 03:00 | 0
[12 empty] | 413 | 2010-01-18 04:00 | 0
[12 empty] | 414 | 2010-01-18 05:00 | 0
[12 empty] | 415 | 2010-01-18 06:00 | 0
[12 empty] | 416 | 2010-01-18 07:00 | 0
[12 empty] | 417 | 2010-01-18 08:00 | 0
[12 empty] | 418 | 2010-01-18 09:00 | 0
[12 empty] | 419 | 2010-01-18 10:00 | 0
[12 empty] | 420 | 2010-01-18 11:00 | 0
[12 empty] | 421 | 2010-01-18 12:00 | 0
[12 empty] | 422 | 2010-01-18 13:00 | 0
[12 empty] | 423 | 2010-01-18 14:00 | 0
[12 empty] | 424 | 2010-01-18 15:00 | 0
[12 empty] | 425 | 2010-01-18 16:00 | 0
[12 empty] | 426 | 2010-01-18 17:00 | 0
[12 empty] | 427 | 2010-01-18 18:00 | 0
[12 empty] | 428 | 2010-01-18 19:00 | 0
[12 empty] | 429 | 2010-01-18 20:00 | 0
[12 empty] | 430 | 2010-01-18 21:00 | 0
[12 empty] | 431 | 2010-01-18 22:00 | 0
[12 empty] | 432 | 2010-01-18 23:00 | 0
[12 empty] | 433 | 2010-01-19 | 0
[12 empty] | 434 | 2010-01-19 01:00 | 0
[12 empty] | 435 | 2010-01-19 02:00 | 0
[12 empty] | 436 | 2010-01-19 03:00 | 0
[12 empty] | 437 | 2010-01-19 04:00 | 0
[12 empty] | 438 | 2010-01-19 05:00 | 0
[12 empty] | 439 | 2010-01-19 06:00 | 0
[12 empty] | 440 | 2010-01-19 07:00 | 0
[12 empty] | 441 | 2010-01-19 08:00 | 0
[12 empty] | 442 | 2010-01-19 09:00 | 0
[12 empty] | 443 | 2010-01-19 10:00 | 0
[12 empty] | 444 | 2010-01-19 11:00 | 0
[12 empty] | 445 | 2010-01-19 12:00 | 0
[12 empty] | 446 | 2010-01-19 13:00 | 0
[12 empty] | 447 | 2010-01-19 14:00 | 0
[12 empty] | 448 | 2010-01-19 15:00 | 0
[12 empty] | 449 | 2010-01-19 16:00 | 0
[12 empty] | 450 | 2010-01-19 17:00 | 0
[12 empty] | 451 | 2010-01-19 18:00 | 0
[12 empty] | 452 | 2010-01-19 19:00 | 0
[12 empty] | 453 | 2010-01-19 20:00 | 0
[12 empty] | 454 | 2010-01-19 21:00 | 0
[12 empty] | 455 | 2010-01-19 22:00 | 0
[12 empty] | 456 | 2010-01-19 23:00 | 0
[12 empty] | 457 | 2010-01-20 | 0
[12 empty] | 458 | 2010-01-20 01:00 | 0
[12 empty] | 459 | 2010-01-20 02:00 | 0
[12 empty] | 460 | 2010-01-20 03:00 | 0
[12 empty] | 461 | 2010-01-20 04:00 | 0
[12 empty] | 462 | 2010-01-20 05:00 | 0
[12 empty] | 463 | 2010-01-20 06:00 | 0
[12 empty] | 464 | 2010-01-20 07:00 | 0
[12 empty] | 465 | 2010-01-20 08:00 | 0
[12 empty] | 466 | 2010-01-20 09:00 | 0
[12 empty] | 467 | 2010-01-20 10:00 | 0
[12 empty] | 468 | 2010-01-20 11:00 | 0
[12 empty] | 469 | 2010-01-20 12:00 | 0
[12 empty] | 470 | 2010-01-20 13:00 | 0
[12 empty] | 471 | 2010-01-20 14:00 | 0
[12 empty] | 472 | 2010-01-20 15:00 | 0
[12 empty] | 473 | 2010-01-20 16:00 | 0
[12 empty] | 474 | 2010-01-20 17:00 | 0
[12 empty] | 475 | 2010-01-20 18:00 | 0
[12 empty] | 476 | 2010-01-20 19:00 | 0
[12 empty] | 477 | 2010-01-20 20:00 | 0
[12 empty] | 478 | 2010-01-20 21:00 | 0
[12 empty] | 479 | 2010-01-20 22:00 | 0
[12 empty] | 480 | 2010-01-20 23:00 | 0
[12 empty] | 481 | 2010-01-21 | 0
[12 empty] | 482 | 2010-01-21 01:00 | 0
[12 empty] | 483 | 2010-01-21 02:00 | 0
[12 empty] | 484 | 2010-01-21 03:00 | 0
[12 empty] | 485 | 2010-01-21 04:00 | 0
[12 empty] | 486 | 2010-01-21 05:00 | 0
[12 empty] | 487 | 2010-01-21 06:00 | 0
[12 empty] | 488 | 2010-01-21 07:00 | 0
[12 empty] | 489 | 2010-01-21 08:00 | 0
[12 empty] | 490 | 2010-01-21 09:00 | 0
[12 empty] | 491 | 2010-01-21 10:00 | 0
[12 empty] | 492 | 2010-01-21 11:00 | 0
[12 empty] | 493 | 2010-01-21 12:00 | 0
[12 empty] | 494 | 2010-01-21 13:00 | 0
[12 empty] | 495 | 2010-01-21 14:00 | 0
[12 empty] | 496 | 2010-01-21 15:00 | 0
[12 empty] | 497 | 2010-01-21 16:00 | 0
[12 empty] | 498 | 2010-01-21 17:00 | 0
[12 empty] | 499 | 2010-01-21 18:00 | 0
[12 empty] | 500 | 2010-01-21 19:00 | 0
[12 empty] | 501 | 2010-01-21 20:00 | 0
[12 empty] | 502 | 2010-01-21 21:00 | 0
[12 empty] | 503 | 2010-01-21 22:00 | 0
[12 empty] | 504 | 2010-01-21 23:00 | 0
[12 empty] | 505 | 2010-01-22 | 0
[12 empty] | 506 | 2010-01-22 01:00 | 0
[12 empty] | 507 | 2010-01-22 02:00 | 0
[12 empty] | 508 | 2010-01-22 03:00 | 0
[12 empty] | 509 | 2010-01-22 04:00 | 0
[12 empty] | 510 | 2010-01-22 05:00 | 0
[12 empty] | 511 | 2010-01-22 06:00 | 0
[12 empty] | 512 | 2010-01-22 07:00 | 0
[12 empty] | 513 | 2010-01-22 08:00 | 0
[12 empty] | 514 | 2010-01-22 09:00 | 0
[12 empty] | 515 | 2010-01-22 10:00 | 0
[12 empty] | 516 | 2010-01-22 11:00 | 0
[12 empty] | 517 | 2010-01-22 12:00 | 0
[12 empty] | 518 | 2010-01-22 13:00 | 0
[12 empty] | 519 | 2010-01-22 14:00 | 0
[12 empty] | 520 | 2010-01-22 15:00 | 0
[12 empty] | 521 | 2010-01-22 16:00 | 0
[12 empty] | 522 | 2010-01-22 17:00 | 0
[12 empty] | 523 | 2010-01-22 18:00 | 0
[12 empty] | 524 | 2010-01-22 19:00 | 0
[12 empty] | 525 | 2010-01-22 20:00 | 0
[12 empty] | 526 | 2010-01-22 21:00 | 0
[12 empty] | 527 | 2010-01-22 22:00 | 0
[12 empty] | 528 | 2010-01-22 23:00 | 0
[12 empty] | 529 | 2010-01-23 | 0
[12 empty] | 530 | 2010-01-23 01:00 | 0
[12 empty] | 531 | 2010-01-23 02:00 | 0
[12 empty] | 532 | 2010-01-23 03:00 | 0
[12 empty] | 533 | 2010-01-23 04:00 | 0
[12 empty] | 534 | 2010-01-23 05:00 | 0
[12 empty] | 535 | 2010-01-23 06:00 | 0
[12 empty] | 536 | 2010-01-23 07:00 | 0
[12 empty] | 537 | 2010-01-23 08:00 | 0
[12 empty] | 538 | 2010-01-23 09:00 | 0
[12 empty] | 539 | 2010-01-23 10:00 | 0
[12 empty] | 540 | 2010-01-23 11:00 | 0
[12 empty] | 541 | 2010-01-23 12:00 | 0
[12 empty] | 542 | 2010-01-23 13:00 | 0
[12 empty] | 543 | 2010-01-23 14:00 | 0
[12 empty] | 544 | 2010-01-23 15:00 | 0
[12 empty] | 545 | 2010-01-23 16:00 | 0
[12 empty] | 546 | 2010-01-23 17:00 | 0
[12 empty] | 547 | 2010-01-23 18:00 | 0
[12 empty] | 548 | 2010-01-23 19:00 | 0
[12 empty] | 549 | 2010-01-23 20:00 | 0
[12 empty] | 550 | 2010-01-23 21:00 | 0
[12 empty] | 551 | 2010-01-23 22:00 | 0
[12 empty] | 552 | 2010-01-23 23:00 | 0
[12 empty] | 553 | 2010-01-24 | 0
[12 empty] | 554 | 2010-01-24 01:00 | 0
[12 empty] | 555 | 2010-01-24 02:00 | 0
[12 empty] | 556 | 2010-01-24 03:00 | 0
[12 empty] | 557 | 2010-01-24 04:00 | 0
[12 empty] | 558 | 2010-01-24 05:00 | 0
[12 empty] | 559 | 2010-01-24 06:00 | 0
[12 empty] | 560 | 2010-01-24 07:00 | 0
[12 empty] | 561 | 2010-01-24 08:00 | 0
[12 empty] | 562 | 2010-01-24 09:00 | 0
[12 empty] | 563 | 2010-01-24 10:00 | 0
[12 empty] | 564 | 2010-01-24 11:00 | 0
[12 empty] | 565 | 2010-01-24 12:00 | 0
[12 empty] | 566 | 2010-01-24 13:00 | 0
[12 empty] | 567 | 2010-01-24 14:00 | 0
[12 empty] | 568 | 2010-01-24 15:00 | 0
[12 empty] | 569 | 2010-01-24 16:00 | 0
[12 empty] | 570 | 2010-01-24 17:00 | 0
[12 empty] | 571 | 2010-01-24 18:00 | 0
[12 empty] | 572 | 2010-01-24 19:00 | 0
[12 empty] | 573 | 2010-01-24 20:00 | 0
[12 empty] | 574 | 2010-01-24 21:00 | 0
[12 empty] | 575 | 2010-01-24 22:00 | 0
[12 empty] | 576 | 2010-01-24 23:00 | 0
[12 empty] | 577 | 2010-01-25 | 0
[12 empty] | 578 | 2010-01-25 01:00 | 0
[12 empty] | 579 | 2010-01-25 02:00 | 0
[12 empty] | 580 | 2010-01-25 03:00 | 0
[12 empty] | 581 | 2010-01-25 04:00 | 0
[12 empty] | 582 | 2010-01-25 05:00 | 0
[12 empty] | 583 | 2010-01-25 06:00 | 0
[12 empty] | 584 | 2010-01-25 07:00 | 0
[12 empty] | 585 | 2010-01-25 08:00 | 0
[12 empty] | 586 | 2010-01-25 09:00 | 0
[12 empty] | 587 | 2010-01-25 10:00 | 0
[12 empty] | 588 | 2010-01-25 11:00 | 0
[12 empty] | 589 | 2010-01-25 12:00 | 0
[12 empty] | 590 | 2010-01-25 13:00 | 0
[12 empty] | 591 | 2010-01-25 14:00 | 0
[12 empty] | 592 | 2010-01-25 15:00 | 0
[12 empty] | 593 | 2010-01-25 16:00 | 0
[12 empty] | 594 | 2010-01-25 17:00 | 0
[12 empty] | 595 | 2010-01-25 18:00 | 0
[12 empty] | 596 | 2010-01-25 19:00 | 0
[12 empty] | 597 | 2010-01-25 20:00 | 0
[12 empty] | 598 | 2010-01-25 21:00 | 0
[12 empty] | 599 | 2010-01-25 22:00 | 0
[12 empty] | 600 | 2010-01-25 23:00 | 0
[12 empty] | 601 | 2010-01-26 | 0
[12 empty] | 602 | 2010-01-26 01:00 | 0
[12 empty] | 603 | 2010-01-26 02:00 | 0
[12 empty] | 604 | 2010-01-26 03:00 | 0
[12 empty] | 605 | 2010-01-26 04:00 | 0
[12 empty] | 606 | 2010-01-26 05:00 | 0
[12 empty] | 607 | 2010-01-26 06:00 | 0
[12 empty] | 608 | 2010-01-26 07:00 | 0
[12 empty] | 609 | 2010-01-26 08:00 | 0
[12 empty] | 610 | 2010-01-26 09:00 | 0
[12 empty] | 611 | 2010-01-26 10:00 | 0
[12 empty] | 612 | 2010-01-26 11:00 | 0
[12 empty] | 613 | 2010-01-26 12:00 | 0
[12 empty] | 614 | 2010-01-26 13:00 | 0
[12 empty] | 615 | 2010-01-26 14:00 | 0
[12 empty] | 616 | 2010-01-26 15:00 | 0
[12 empty] | 617 | 2010-01-26 16:00 | 0
[12 empty] | 618 | 2010-01-26 17:00 | 0
[12 empty] | 619 | 2010-01-26 18:00 | 0
[12 empty] | 620 | 2010-01-26 19:00 | 0
[12 empty] | 621 | 2010-01-26 20:00 | 0
[12 empty] | 622 | 2010-01-26 21:00 | 0
[12 empty] | 623 | 2010-01-26 22:00 | 0
[12 empty] | 624 | 2010-01-26 23:00 | 0
[12 empty] | 625 | 2010-01-27 | 0
[12 empty] | 626 | 2010-01-27 01:00 | 0
[12 empty] | 627 | 2010-01-27 02:00 | 0
[12 empty] | 628 | 2010-01-27 03:00 | 0
[12 empty] | 629 | 2010-01-27 04:00 | 0
[12 empty] | 630 | 2010-01-27 05:00 | 0
[12 empty] | 631 | 2010-01-27 06:00 | 0
[12 empty] | 632 | 2010-01-27 07:00 | 0
[12 empty] | 633 | 2010-01-27 08:00 | 0
[12 empty] | 634 | 2010-01-27 09:00 | 0
[12 empty] | 635 | 2010-01-27 10:00 | 0
[12 empty] | 636 | 2010-01-27 11:00 | 0
[12 empty] | 637 | 2010-01-27 12:00 | 0
[12 empty] | 638 | 2010-01-27 13:00 | 0
[12 empty] | 639 | 2010-01-27 14:00 | 0
[12 empty] | 640 | 2010-01-27 15:00 | 0
[12 empty] | 641 | 2010-01-27 16:00 | 0
[12 empty] | 642 | 2010-01-27 17:00 | 0
[12 empty] | 643 | 2010-01-27 18:00 | 0
[12 empty] | 644 | 2010-01-27 19:00 | 0
[12 empty] | 645 | 2010-01-27 20:00 | 0
[12 empty] | 646 | 2010-01-27 21:00 | 0
[12 empty] | 647 | 2010-01-27 22:00 | 0
[12 empty] | 648 | 2010-01-27 23:00 | 0
[12 empty] | 649 | 2010-01-28 | 0
[12 empty] | 650 | 2010-01-28 01:00 | 0
[12 empty] | 651 | 2010-01-28 02:00 | 0
[12 empty] | 652 | 2010-01-28 03:00 | 0
[12 empty] | 653 | 2010-01-28 04:00 | 0
[12 empty] | 654 | 2010-01-28 05:00 | 0
[12 empty] | 655 | 2010-01-28 06:00 | 0
[12 empty] | 656 | 2010-01-28 07:00 | 0
[12 empty] | 657 | 2010-01-28 08:00 | 0
[12 empty] | 658 | 2010-01-28 09:00 | 0
[12 empty] | 659 | 2010-01-28 10:00 | 0
[12 empty] | 660 | 2010-01-28 11:00 | 0
[12 empty] | 661 | 2010-01-28 12:00 | 0
[12 empty] | 662 | 2010-01-28 13:00 | 0
[12 empty] | 663 | 2010-01-28 14:00 | 0
[12 empty] | 664 | 2010-01-28 15:00 | 0
[12 empty] | 665 | 2010-01-28 16:00 | 0
[12 empty] | 666 | 2010-01-28 17:00 | 0
[12 empty] | 667 | 2010-01-28 18:00 | 0
[12 empty] | 668 | 2010-01-28 19:00 | 0
[12 empty] | 669 | 2010-01-28 20:00 | 0
[12 empty] | 670 | 2010-01-28 21:00 | 0
[12 empty] | 671 | 2010-01-28 22:00 | 0
[12 empty] | 672 | 2010-01-28 23:00 | 0
[12 empty] | 673 | 2010-01-29 | 0
[12 empty] | 674 | 2010-01-29 01:00 | 0
[12 empty] | 675 | 2010-01-29 02:00 | 0
[12 empty] | 676 | 2010-01-29 03:00 | 0
[12 empty] | 677 | 2010-01-29 04:00 | 0
[12 empty] | 678 | 2010-01-29 05:00 | 0
[12 empty] | 679 | 2010-01-29 06:00 | 0
[12 empty] | 680 | 2010-01-29 07:00 | 0
[12 empty] | 681 | 2010-01-29 08:00 | 0
[12 empty] | 682 | 2010-01-29 09:00 | 0
[12 empty] | 683 | 2010-01-29 10:00 | 0
[12 empty] | 684 | 2010-01-29 11:00 | 0
[12 empty] | 685 | 2010-01-29 12:00 | 0
[12 empty] | 686 | 2010-01-29 13:00 | 0
[12 empty] | 687 | 2010-01-29 14:00 | 0
[12 empty] | 688 | 2010-01-29 15:00 | 0
[12 empty] | 689 | 2010-01-29 16:00 | 0
[12 empty] | 690 | 2010-01-29 17:00 | 0
[12 empty] | 691 | 2010-01-29 18:00 | 0
[12 empty] | 692 | 2010-01-29 19:00 | 0
[12 empty] | 693 | 2010-01-29 20:00 | 0
[12 empty] | 694 | 2010-01-29 21:00 | 0
[12 empty] | 695 | 2010-01-29 22:00 | 0
[12 empty] | 696 | 2010-01-29 23:00 | 0
[12 empty] | 697 | 2010-01-30 | 0
[12 empty] | 698 | 2010-01-30 01:00 | 0
[12 empty] | 699 | 2010-01-30 02:00 | 0
[12 empty] | 700 | 2010-01-30 03:00 | 0
[12 empty] | 701 | 2010-01-30 04:00 | 0
[12 empty] | 702 | 2010-01-30 05:00 | 0
[12 empty] | 703 | 2010-01-30 06:00 | 0
[12 empty] | 704 | 2010-01-30 07:00 | 0
[12 empty] | 705 | 2010-01-30 08:00 | 0
[12 empty] | 706 | 2010-01-30 09:00 | 0
[12 empty] | 707 | 2010-01-30 10:00 | 0
[12 empty] | 708 | 2010-01-30 11:00 | 0
[12 empty] | 709 | 2010-01-30 12:00 | 0
[12 empty] | 710 | 2010-01-30 13:00 | 0
[12 empty] | 711 | 2010-01-30 14:00 | 0
[12 empty] | 712 | 2010-01-30 15:00 | 0
[12 empty] | 713 | 2010-01-30 16:00 | 0
[12 empty] | 714 | 2010-01-30 17:00 | 0
[12 empty] | 715 | 2010-01-30 18:00 | 0
[12 empty] | 716 | 2010-01-30 19:00 | 0
[12 empty] | 717 | 2010-01-30 20:00 | 0
[12 empty] | 718 | 2010-01-30 21:00 | 0
[12 empty] | 719 | 2010-01-30 22:00 | 0
[12 empty] | 720 | 2010-01-30 23:00 | 0
[12 empty] | 721 | 2010-01-31 | 0
[12 empty] | 722 | 2010-01-31 01:00 | 0
[12 empty] | 723 | 2010-01-31 02:00 | 0
[12 empty] | 724 | 2010-01-31 03:00 | 0
[12 empty] | 725 | 2010-01-31 04:00 | 0
[12 empty] | 726 | 2010-01-31 05:00 | 0
[12 empty] | 727 | 2010-01-31 06:00 | 0
[12 empty] | 728 | 2010-01-31 07:00 | 0
[12 empty] | 729 | 2010-01-31 08:00 | 0
[12 empty] | 730 | 2010-01-31 09:00 | 0
[12 empty] | 731 | 2010-01-31 10:00 | 0
[12 empty] | 732 | 2010-01-31 11:00 | 0
[12 empty] | 733 | 2010-01-31 12:00 | 0
[12 empty] | 734 | 2010-01-31 13:00 | 0
[12 empty] | 735 | 2010-01-31 14:00 | 0
[12 empty] | 736 | 2010-01-31 15:00 | 0
[12 empty] | 737 | 2010-01-31 16:00 | 0
[12 empty] | 738 | 2010-01-31 17:00 | 0
[12 empty] | 739 | 2010-01-31 18:00 | 0
[12 empty] | 740 | 2010-01-31 19:00 | 0
[12 empty] | 741 | 2010-01-31 20:00 | 0
[12 empty] | 742 | 2010-01-31 21:00 | 0
[12 empty] | 743 | 2010-01-31 22:00 | 0
[12 empty] | 744 | 2010-01-31 23:00 | 0
[12 empty] | 745 | 2010-02-01 | 0
[12 empty] | 746 | 2010-02-01 01:00 | 0
[12 empty] | 747 | 2010-02-01 02:00 | 0
[12 empty] | 748 | 2010-02-01 03:00 | 0
[12 empty] | 749 | 2010-02-01 04:00 | 0
[12 empty] | 750 | 2010-02-01 05:00 | 0
[12 empty] | 751 | 2010-02-01 06:00 | 0
[12 empty] | 752 | 2010-02-01 07:00 | 0
[12 empty] | 753 | 2010-02-01 08:00 | 0
[12 empty] | 754 | 2010-02-01 09:00 | 0
[12 empty] | 755 | 2010-02-01 10:00 | 0
[12 empty] | 756 | 2010-02-01 11:00 | 0
[12 empty] | 757 | 2010-02-01 12:00 | 0
[12 empty] | 758 | 2010-02-01 13:00 | 0
[12 empty] | 759 | 2010-02-01 14:00 | 0
[12 empty] | 760 | 2010-02-01 15:00 | 0
[12 empty] | 761 | 2010-02-01 16:00 | 0
[12 empty] | 762 | 2010-02-01 17:00 | 0
[12 empty] | 763 | 2010-02-01 18:00 | 0
[12 empty] | 764 | 2010-02-01 19:00 | 0
[12 empty] | 765 | 2010-02-01 20:00 | 0
[12 empty] | 766 | 2010-02-01 21:00 | 0
[12 empty] | 767 | 2010-02-01 22:00 | 0
[12 empty] | 768 | 2010-02-01 23:00 | 0
[12 empty] | 769 | 2010-02-02 | 0
[12 empty] | 770 | 2010-02-02 01:00 | 0
[12 empty] | 771 | 2010-02-02 02:00 | 0
[12 empty] | 772 | 2010-02-02 03:00 | 0
[12 empty] | 773 | 2010-02-02 04:00 | 0
[12 empty] | 774 | 2010-02-02 05:00 | 0
[12 empty] | 775 | 2010-02-02 06:00 | 0
[12 empty] | 776 | 2010-02-02 07:00 | 0
[12 empty] | 777 | 2010-02-02 08:00 | 0
[12 empty] | 778 | 2010-02-02 09:00 | 0
[12 empty] | 779 | 2010-02-02 10:00 | 0
[12 empty] | 780 | 2010-02-02 11:00 | 0
[12 empty] | 781 | 2010-02-02 12:00 | 0
[12 empty] | 782 | 2010-02-02 13:00 | 0
[12 empty] | 783 | 2010-02-02 14:00 | 0
[12 empty] | 784 | 2010-02-02 15:00 | 0
[12 empty] | 785 | 2010-02-02 16:00 | 0
[12 empty] | 786 | 2010-02-02 17:00 | 0
[12 empty] | 787 | 2010-02-02 18:00 | 0
[12 empty] | 788 | 2010-02-02 19:00 | 0
[12 empty] | 789 | 2010-02-02 20:00 | 0
[12 empty] | 790 | 2010-02-02 21:00 | 0
[12 empty] | 791 | 2010-02-02 22:00 | 0
[12 empty] | 792 | 2010-02-02 23:00 | 0
[12 empty] | 793 | 2010-02-03 | 0
[12 empty] | 794 | 2010-02-03 01:00 | 0
[12 empty] | 795 | 2010-02-03 02:00 | 0
[12 empty] | 796 | 2010-02-03 03:00 | 0
[12 empty] | 797 | 2010-02-03 04:00 | 0
[12 empty] | 798 | 2010-02-03 05:00 | 0
[12 empty] | 799 | 2010-02-03 06:00 | 0
[12 empty] | 800 | 2010-02-03 07:00 | 0
[12 empty] | 801 | 2010-02-03 08:00 | 0
[12 empty] | 802 | 2010-02-03 09:00 | 0
[12 empty] | 803 | 2010-02-03 10:00 | 0
[12 empty] | 804 | 2010-02-03 11:00 | 0
[12 empty] | 805 | 2010-02-03 12:00 | 0
[12 empty] | 806 | 2010-02-03 13:00 | 0
[12 empty] | 807 | 2010-02-03 14:00 | 0
[12 empty] | 808 | 2010-02-03 15:00 | 0
[12 empty] | 809 | 2010-02-03 16:00 | 0
[12 empty] | 810 | 2010-02-03 17:00 | 0
[12 empty] | 811 | 2010-02-03 18:00 | 0
[12 empty] | 812 | 2010-02-03 19:00 | 0
[12 empty] | 813 | 2010-02-03 20:00 | 0
[12 empty] | 814 | 2010-02-03 21:00 | 0
[12 empty] | 815 | 2010-02-03 22:00 | 0
[12 empty] | 816 | 2010-02-03 23:00 | 0
[12 empty] | 817 | 2010-02-04 | 0
[12 empty] | 818 | 2010-02-04 01:00 | 0
[12 empty] | 819 | 2010-02-04 02:00 | 0
[12 empty] | 820 | 2010-02-04 03:00 | 0
[12 empty] | 821 | 2010-02-04 04:00 | 0
[12 empty] | 822 | 2010-02-04 05:00 | 0
[12 empty] | 823 | 2010-02-04 06:00 | 0
[12 empty] | 824 | 2010-02-04 07:00 | 0
[12 empty] | 825 | 2010-02-04 08:00 | 0
[12 empty] | 826 | 2010-02-04 09:00 | 0
[12 empty] | 827 | 2010-02-04 10:00 | 0
[12 empty] | 828 | 2010-02-04 11:00 | 0
[12 empty] | 829 | 2010-02-04 12:00 | 0
[12 empty] | 830 | 2010-02-04 13:00 | 0
[12 empty] | 831 | 2010-02-04 14:00 | 0
[12 empty] | 832 | 2010-02-04 15:00 | 0
[12 empty] | 833 | 2010-02-04 16:00 | 0
[12 empty] | 834 | 2010-02-04 17:00 | 0
[12 empty] | 835 | 2010-02-04 18:00 | 0
[12 empty] | 836 | 2010-02-04 19:00 | 0
[12 empty] | 837 | 2010-02-04 20:00 | 0
[12 empty] | 838 | 2010-02-04 21:00 | 0
[12 empty] | 839 | 2010-02-04 22:00 | 0
[12 empty] | 840 | 2010-02-04 23:00 | 0
[12 empty] | 841 | 2010-02-05 | 0
[12 empty] | 842 | 2010-02-05 01:00 | 0
[12 empty] | 843 | 2010-02-05 02:00 | 0
[12 empty] | 844 | 2010-02-05 03:00 | 0
[12 empty] | 845 | 2010-02-05 04:00 | 0
[12 empty] | 846 | 2010-02-05 05:00 | 0
[12 empty] | 847 | 2010-02-05 06:00 | 0
[12 empty] | 848 | 2010-02-05 07:00 | 0
[12 empty] | 849 | 2010-02-05 08:00 | 0
[12 empty] | 850 | 2010-02-05 09:00 | 0
[12 empty] | 851 | 2010-02-05 10:00 | 0
[12 empty] | 852 | 2010-02-05 11:00 | 0
[12 empty] | 853 | 2010-02-05 12:00 | 0
[12 empty] | 854 | 2010-02-05 13:00 | 0
[12 empty] | 855 | 2010-02-05 14:00 | 0
[12 empty] | 856 | 2010-02-05 15:00 | 0
[12 empty] | 857 | 2010-02-05 16:00 | 0
[12 empty] | 858 | 2010-02-05 17:00 | 0
[12 empty] | 859 | 2010-02-05 18:00 | 0
[12 empty] | 860 | 2010-02-05 19:00 | 0
[12 empty] | 861 | 2010-02-05 20:00 | 0
[12 empty] | 862 | 2010-02-05 21:00 | 0
[12 empty] | 863 | 2010-02-05 22:00 | 0
[12 empty] | 864 | 2010-02-05 23:00 | 0
[12 empty] | 865 | 2010-02-06 | 0
[12 empty] | 866 | 2010-02-06 01:00 | 0
[12 empty] | 867 | 2010-02-06 02:00 | 0
[12 empty] | 868 | 2010-02-06 03:00 | 0
[12 empty] | 869 | 2010-02-06 04:00 | 0
[12 empty] | 870 | 2010-02-06 05:00 | 0
[12 empty] | 871 | 2010-02-06 06:00 | 0
[12 empty] | 872 | 2010-02-06 07:00 | 0
[12 empty] | 873 | 2010-02-06 08:00 | 0
[12 empty] | 874 | 2010-02-06 09:00 | 0
[12 empty] | 875 | 2010-02-06 10:00 | 0
[12 empty] | 876 | 2010-02-06 11:00 | 0
[12 empty] | 877 | 2010-02-06 12:00 | 0
[12 empty] | 878 | 2010-02-06 13:00 | 0
[12 empty] | 879 | 2010-02-06 14:00 | 0
[12 empty] | 880 | 2010-02-06 15:00 | 0
[12 empty] | 881 | 2010-02-06 16:00 | 0
[12 empty] | 882 | 2010-02-06 17:00 | 0
[12 empty] | 883 | 2010-02-06 18:00 | 0
[12 empty] | 884 | 2010-02-06 19:00 | 0
[12 empty] | 885 | 2010-02-06 20:00 | 0
[12 empty] | 886 | 2010-02-06 21:00 | 0
[12 empty] | 887 | 2010-02-06 22:00 | 0
[12 empty] | 888 | 2010-02-06 23:00 | 0
[12 empty] | 889 | 2010-02-07 | 0
[12 empty] | 890 | 2010-02-07 01:00 | 0
[12 empty] | 891 | 2010-02-07 02:00 | 0
[12 empty] | 892 | 2010-02-07 03:00 | 0
[12 empty] | 893 | 2010-02-07 04:00 | 0
[12 empty] | 894 | 2010-02-07 05:00 | 0
[12 empty] | 895 | 2010-02-07 06:00 | 0
[12 empty] | 896 | 2010-02-07 07:00 | 0
[12 empty] | 897 | 2010-02-07 08:00 | 0
[12 empty] | 898 | 2010-02-07 09:00 | 0
[12 empty] | 899 | 2010-02-07 10:00 | 0
[12 empty] | 900 | 2010-02-07 11:00 | 0
[12 empty] | 901 | 2010-02-07 12:00 | 0
[12 empty] | 902 | 2010-02-07 13:00 | 0
[12 empty] | 903 | 2010-02-07 14:00 | 0
[12 empty] | 904 | 2010-02-07 15:00 | 0
[12 empty] | 905 | 2010-02-07 16:00 | 0
[12 empty] | 906 | 2010-02-07 17:00 | 0
[12 empty] | 907 | 2010-02-07 18:00 | 0
[12 empty] | 908 | 2010-02-07 19:00 | 0
[12 empty] | 909 | 2010-02-07 20:00 | 0
[12 empty] | 910 | 2010-02-07 21:00 | 0
[12 empty] | 911 | 2010-02-07 22:00 | 0
[12 empty] | 912 | 2010-02-07 23:00 | 0
[12 empty] | 913 | 2010-02-08 | 0
[12 empty] | 914 | 2010-02-08 01:00 | 0
[12 empty] | 915 | 2010-02-08 02:00 | 0
[12 empty] | 916 | 2010-02-08 03:00 | 0
[12 empty] | 917 | 2010-02-08 04:00 | 0
[12 empty] | 918 | 2010-02-08 05:00 | 0
[12 empty] | 919 | 2010-02-08 06:00 | 0
[12 empty] | 920 | 2010-02-08 07:00 | 0
[12 empty] | 921 | 2010-02-08 08:00 | 0
[12 empty] | 922 | 2010-02-08 09:00 | 0
[12 empty] | 923 | 2010-02-08 10:00 | 0
[12 empty] | 924 | 2010-02-08 11:00 | 0
[12 empty] | 925 | 2010-02-08 12:00 | 0
[12 empty] | 926 | 2010-02-08 13:00 | 0
[12 empty] | 927 | 2010-02-08 14:00 | 0
[12 empty] | 928 | 2010-02-08 15:00 | 0
[12 empty] | 929 | 2010-02-08 16:00 | 0
[12 empty] | 930 | 2010-02-08 17:00 | 0
[12 empty] | 931 | 2010-02-08 18:00 | 0
[12 empty] | 932 | 2010-02-08 19:00 | 0
[12 empty] | 933 | 2010-02-08 20:00 | 0
[12 empty] | 934 | 2010-02-08 21:00 | 0
[12 empty] | 935 | 2010-02-08 22:00 | 0
[12 empty] | 936 | 2010-02-08 23:00 | 0
[12 empty] | 937 | 2010-02-09 | 0
[12 empty] | 938 | 2010-02-09 01:00 | 0
[12 empty] | 939 | 2010-02-09 02:00 | 0
[12 empty] | 940 | 2010-02-09 03:00 | 0
[12 empty] | 941 | 2010-02-09 04:00 | 0
[12 empty] | 942 | 2010-02-09 05:00 | 0
[12 empty] | 943 | 2010-02-09 06:00 | 0
[12 empty] | 944 | 2010-02-09 07:00 | 0
[12 empty] | 945 | 2010-02-09 08:00 | 0
[12 empty] | 946 | 2010-02-09 09:00 | 0
[12 empty] | 947 | 2010-02-09 10:00 | 0
[12 empty] | 948 | 2010-02-09 11:00 | 0
[12 empty] | 949 | 2010-02-09 12:00 | 0
[12 empty] | 950 | 2010-02-09 13:00 | 0
[12 empty] | 951 | 2010-02-09 14:00 | 0
[12 empty] | 952 | 2010-02-09 15:00 | 0
[12 empty] | 953 | 2010-02-09 16:00 | 0
[12 empty] | 954 | 2010-02-09 17:00 | 0
[12 empty] | 955 | 2010-02-09 18:00 | 0
[12 empty] | 956 | 2010-02-09 19:00 | 0
[12 empty] | 957 | 2010-02-09 20:00 | 0
[12 empty] | 958 | 2010-02-09 21:00 | 0
[12 empty] | 959 | 2010-02-09 22:00 | 0
[12 empty] | 960 | 2010-02-09 23:00 | 0
[12 empty] | 961 | 2010-02-10 | 0
[12 empty] | 962 | 2010-02-10 01:00 | 0
[12 empty] | 963 | 2010-02-10 02:00 | 0
[12 empty] | 964 | 2010-02-10 03:00 | 0
[12 empty] | 965 | 2010-02-10 04:00 | 0
[12 empty] | 966 | 2010-02-10 05:00 | 0
[12 empty] | 967 | 2010-02-10 06:00 | 0
[12 empty] | 968 | 2010-02-10 07:00 | 0
[12 empty] | 969 | 2010-02-10 08:00 | 0
[12 empty] | 970 | 2010-02-10 09:00 | 0
[12 empty] | 971 | 2010-02-10 10:00 | 0
[12 empty] | 972 | 2010-02-10 11:00 | 0
[12 empty] | 973 | 2010-02-10 12:00 | 0
[12 empty] | 974 | 2010-02-10 13:00 | 0
[12 empty] | 975 | 2010-02-10 14:00 | 0
[12 empty] | 976 | 2010-02-10 15:00 | 0
[12 empty] | 977 | 2010-02-10 16:00 | 0
[12 empty] | 978 | 2010-02-10 17:00 | 0
[12 empty] | 979 | 2010-02-10 18:00 | 0
[12 empty] | 980 | 2010-02-10 19:00 | 0
[12 empty] | 981 | 2010-02-10 20:00 | 0
[12 empty] | 982 | 2010-02-10 21:00 | 0
[12 empty] | 983 | 2010-02-10 22:00 | 0
[12 empty] | 984 | 2010-02-10 23:00 | 0
[12 empty] | 985 | 2010-02-11 | 0
[12 empty] | 986 | 2010-02-11 01:00 | 0
[12 empty] | 987 | 2010-02-11 02:00 | 0
[12 empty] | 988 | 2010-02-11 03:00 | 0
[12 empty] | 989 | 2010-02-11 04:00 | 0
[12 empty] | 990 | 2010-02-11 05:00 | 0
[12 empty] | 991 | 2010-02-11 06:00 | 0
[12 empty] | 992 | 2010-02-11 07:00 | 0
[12 empty] | 993 | 2010-02-11 08:00 | 0
[12 empty] | 994 | 2010-02-11 09:00 | 0
[12 empty] | 995 | 2010-02-11 10:00 | 0
[12 empty] | 996 | 2010-02-11 11:00 | 0
[12 empty] | 997 | 2010-02-11 12:00 | 0
[12 empty] | 998 | 2010-02-11 13:00 | 0
[12 empty] | 999 | 2010-02-11 14:00 | 0
[12 empty] | 1000 | 2010-02-11 15:00 | 0
[12 empty] | 1001 | 2010-02-11 16:00 | 0
[12 empty] | 1002 | 2010-02-11 17:00 | 0
[12 empty] | 1003 | 2010-02-11 18:00 | 0
[12 empty] | 1004 | 2010-02-11 19:00 | 0
Formulas:
Month/Day Time = 40179+([Hour of Year]-1)/24
Create Schedule
Edit Schedule Setup
Export File
Cancel
Back to Main Page

## Lookup Tables
Motor Horsepower | Enclosed Motor 1800 RPM Efficiency % | Baseline EER/COP for packaged equipment. See ASHRAE 90.1-2007, Tables 6.8.1 A&B | [6 empty] | -Space Type (ASHRAE 90.1-2007)- | Lighting PD (W/sf) | Recept. PD (W/sf) | Occ. Density (sf/person) | Sens. Heat Gain (Btu/h) | Latent Heat Gain (Btu/h) | Occupancy Sensor | Schedule Type
0 | 82.5% | AC/Fossil EER |  | AC/Electric EER |  | Heat Pump Efficiency |  |  | -None- | 0 | 0 | 0 | 0 | 0 | FALSE | None |  |  | Fully Ducted Return/Exhaust |  |  |  | Return/Exhaust Airflow Control |  |  |  | Exhaust filters, scrubbers, other |  |  |  | MERV 9-12 |  |  |  | MERV 13-15 |  |  |  | MERV 16+ or electronic |  |  |  | Carbon/gas-phase cleaner |  |  |  | Heat Recovery Device |  |  |  | Evap Cooler in series w/ clg coil |  |  |  | Sound Attenuation |  |  |  | Fume Hood Exhaust Exception
1 | 84% | Load (Btu/h) | EER | Load (Btu/h) | EER | Load (Btu/h) | EER | COP | Atrium (Floors 1-3) | 0.6 | 0.5 | 30 | 250 | 250 | FALSE | Retail |  |  | TRUE/ FALSE | PD (in w.c.) | CFM | Allowed BHP | TRUE/ FALSE | PD (in w.c.) | CFM | Allowed BHP | TRUE/ FALSE | PD (in w.c.) | CFM | Allowed BHP | TRUE/ FALSE | PD (in w.c.) | CFM | Allowed BHP | TRUE/ FALSE | PD (in w.c.) | CFM | Allowed BHP | TRUE/ FALSE | PD (in w.c.) | CFM | Allowed BHP | TRUE/ FALSE | PD (in w.c.) | CFM | Allowed BHP | TRUE/ FALSE | PD (in w.c.) | CFM | Allowed BHP | TRUE/ FALSE | PD (in w.c.) | CFM | Allowed BHP | TRUE/ FALSE | PD (in w.c.) | CFM | Allowed BHP | TRUE/ FALSE | PD (in w.c.) | CFM | Allowed BHP | Add'l Allowed Fan BHP
1.5 | 84% | 0 | 10 | 0 | 10 | 0 | 10 | 3.1058 | Atrium (Floors 4+) | 0.2 | 0.5 | 30 | 250 | 250 | FALSE | Retail |  |  | FALSE | 0.5 | 0 | 0 | FALSE | 0.5 | 0 | 0 | FALSE | 0 | 0 | 0 | FALSE | 0.5 | 0 | 0 | FALSE | 0.9 | 0 | 0 | FALSE | 0 | 0 | 0 | FALSE | 0 | 0 | 0 | FALSE | 0 | 0 | 0 | FALSE | 0 | 0 | 0 | FALSE | 0.15 | 0 | 0 | FALSE | -1 | 0 | 0 | 0
2 | 87.5% | 65000 | 11 | 65000 | 11.2 | 65000 | 11 | 3.3 | Auditorium, Exercise Center | 0.3 | 0.5 | 50 | 255 | 875 | FALSE | Assembly
3 | 87.5% | 135000 | 10.8 | 135000 | 11 | 135000 | 10.6 | 3.2 | Auditorium, General | 0.9 | 1 | 7 | 245 | 105 | FALSE | Assembly
5 | 89.5% | 240000 | 9.8 | 240000 | 10 | 240000 | 9.5 | 3.2 | Auditorium, Gymnasium | 0.4 | 0.5 | 50 | 255 | 875 | FALSE | Assembly
7.5 | 89.5% | 760000 | 9.5 | 760000 | 9.7 |  |  |  | Auditorium, Indoor Sports Arena | 0.4 | 1 | 7 | 245 | 105 | FALSE | Assembly
10 | 91% | [7 empty] | Auditorium, Penitentairy | 0.7 | 1 | 7 | 245 | 105 | FALSE | Assembly
15 | 91% | [7 empty] | Auditorium, Religious Worship | 1.7 | 0.5 | 7 | 245 | 105 | FALSE | Assembly
20 | 92.4% | Load | Static | [5 empty] | Automotive Repair | 0.7 | 1 | 100 | 275 | 475 | FALSE | LightManufacturing
25 | 92.4% | 0 | 0.2 | [5 empty] | Bank | 1.5 | 1.5 | 100 | 250 | 250 | FALSE | Office
30 | 93% | 70001 | 0.25 | [5 empty] | Civic, Confinement Cells | 0.9 | 0.2 | 100 | 250 | 250 | FALSE | N/A
40 | 93% | 105001 | 0.3 | [5 empty] | Civic, Courtroom | 1.9 | 1.5 | 40 | 250 | 200 | FALSE | Assembly
50 | 93% | 134001 | 0.35 | [5 empty] | Civic, Judge's Chambers | 1.3 | 1.5 | 100 | 250 | 200 | FALSE | N/A
60 | 94.1% | 210001 | 0.4 | [5 empty] | Classroom/Lecture, K-12 | 1.4 | 1 | 20 | 245 | 155 | FALSE | School
75 | 94.5% | 280001 | 0.45 | [5 empty] | Classroom/Lecture/Training, General | 1.4 | 1 | 20 | 245 | 155 | TRUE | School
100 | 94.5% | 350001 | 0.55 | [5 empty] | Classroom/Lecture/Training, Penitentairy | 1.3 | 1 | 20 | 245 | 155 | TRUE | School
125 | 95% | 400001 | 0.65 | [5 empty] | Conference/Meeting | 1.3 | 1 | 15 | 245 | 155 | TRUE | Assembly
150 | 95% | 500001 | 0.75 | [5 empty] | Convention Center, Audience Seating | 0.7 | 1 | 7 | 245 | 105 | FALSE | Assembly
200 | 95% | [7 empty] | Convention Center, Exhibit Space | 1.3 | 1 | 15 | 245 | 155 | FALSE | Assembly
[9 empty] | Corridor/Transition, General | 0.5 | 0.2 | 100 | 250 | 250 | FALSE | N/A
System Types | [8 empty] | Corridors/Tranistions, Hospital | 1 | 0.2 | 100 | 250 | 250 | FALSE | Health
1-PTAC New Construction | [8 empty] | Corridors/Tranistions, Manufacturing | 0.5 | 0.2 | 100 | 250 | 250 | FALSE | LightManufacturing
1-PTAC Retrofit | [8 empty] | Dining, Bar/Cocktail Lounge | 1.4 | 1 | 15 | 275 | 275 | FALSE | Restaurant
2-PTHP New Construction | [8 empty] | Dining, Family Dining/Restaurant | 2.1 | 0.5 | 15 | 275 | 275 | FALSE | Restaurant
2-PTHP Retrofit | [8 empty] | Dining, General | 0.9 | 0.5 | 15 | 275 | 275 | FALSE | Restaurant
3-PSZ-AC | [8 empty] | Dining, Hotel | 1.3 | 0.5 | 15 | 275 | 275 | FALSE | Restaurant
4-PSZ-HP | [8 empty] | Dining, Motel | 1.2 | 0.5 | 15 | 275 | 275 | FALSE | Restaurant
5-Pkg VAV w/ reheat | [8 empty] | Dining, Penitentiary Cafeteria | 1.3 | 0.5 | 15 | 275 | 275 | FALSE | Restaurant
6-Pkg VAV w/ PFP Boxes | [8 empty] | Dormitory/Living Quarters | 1.1 | 0.5 | 100 | 250 | 250 | FALSE | Hotel
7-VAV w/ reheat | [8 empty] | Dressing/Locker Rooms | 0.6 | 0.5 | 50 | 255 | 475 | FALSE | N/A
8-VAV w/ PFP Boxes | [8 empty] | Electrical/Mechanical Room | 1.5 | 0.2 | 333 | 250 | 250 | FALSE | N/A
[9 empty] | Fire Station, Engine Room | 0.8 | 1.5 | 100 | 250 | 200 | FALSE | N/A
TRUE | [8 empty] | Fire Station, Sleeping Quarters | 0.3 | 0.5 | 100 | 250 | 250 | FALSE | Hotel
FALSE | [8 empty] | Food Preparation/ Industrial Kitchen | 1.2 | 1.5 | 200 | 275 | 475 | FALSE | Restaurant
[9 empty] | Gym, Exercise Area | 0.9 | 0.5 | 50 | 255 | 875 | FALSE | N/A
Electric or None | [8 empty] | Gym, Playing Area | 1.4 | 0.5 | 50 | 255 | 875 | FALSE | N/A
Fossil Fuel | [8 empty] | Home Nursing/Senior Housing | 1.1 | 0.5 | 100 | 250 | 250 | FALSE | Hotel
[9 empty] | Medical, Waiting Area | 0.8 | 0.5 | 100 | 250 | 250 | FALSE | Health
Domestic Hot Water Types | [8 empty] | Hotel/ Motel Guest Rooms | 1.1 | 0.5 | 200 | 245 | 155 | FALSE | Hotel
Electric Resistance | [8 empty] | Laboratory | 1.4 | 1 | 100 | 250 | 200 | FALSE | Laboratory
Electric Heat Pump | [8 empty] | Laundry Facility | 0.6 | 3 | 100 | 250 | 250 | FALSE | Retail
Gas Storage | [8 empty] | Library, Cataloging | 1.1 | 1.5 | 100 | 250 | 200 | FALSE | Assembly
Gas Instantaneous | [8 empty] | Library, Reading Area | 1.2 | 1.5 | 50 | 250 | 200 | FALSE | Assembly
Oil Storage | [8 empty] | Library, Stacks | 1.7 | 1.5 | 100 | 250 | 200 | FALSE | Assembly
Oil Instantaneous | [8 empty] | Lobby, General | 1.3 | 0.5 | 100 | 250 | 250 | FALSE | Assembly
Hot Water Boiler - Gas | [8 empty] | Lobby, Hotel | 1.1 | 0.5 | 100 | 250 | 250 | FALSE | Hotel
Hot Water Boiler - Oil | [8 empty] | Lobby, Motion Picture Theatre | 1.1 | 0.5 | 100 | 250 | 250 | FALSE | Assembly
Solar Thermal - Electric Backup | [8 empty] | Lobby, Performing Arts Theatre | 3.3 | 0.5 | 100 | 250 | 250 | FALSE | Assembly
Solar Thermal - Gas Backup | [8 empty] | Lounge/Recreation | 1.2 | 1 | 15 | 275 | 275 | FALSE | Assembly
Solar Thermal - Oil Backup | [8 empty] | Manufacturing, Equipment Room | 1.2 | 0.2 | 333 | 250 | 250 | FALSE | LightManufacturing
[9 empty] | Manufacturing, High Bay | 1.7 | 1 | 100 | 275 | 475 | FALSE | LightManufacturing
Days of Week | [8 empty] | Manufacturing, Low Bay | 1.2 | 1 | 100 | 275 | 475 | FALSE | LightManufacturing
Monday | [8 empty] | Manufacturing, Precision | 2.1 | 1 | 100 | 250 | 200 | FALSE | LightManufacturing
Tuesday | [8 empty] | Mechanical Control Room | 0.5 | 0.2 | 333 | 250 | 250 | FALSE | N/A
Wednesday | [8 empty] | Medical, Emergency Room | 2.7 | 1.5 | 100 | 250 | 200 | FALSE | Health
Thursday | [8 empty] | Medical, Exam/Treatment Room | 1.5 | 1.5 | 100 | 250 | 200 | FALSE | Health
Friday | [8 empty] | Medical, Lounge/Recreation | 0.8 | 1.5 | 100 | 275 | 275 | FALSE | Health
Saturday | [8 empty] | Medical, Nursery | 0.6 | 1.5 | 100 | 250 | 200 | FALSE | Health
Sunday | [8 empty] | Medical, Nurse's Station | 1 | 1.5 | 100 | 250 | 200 | FALSE | Health
[9 empty] | Medical, Operating Room | 2.2 | 1.5 | 100 | 250 | 200 | FALSE | Health
Residential | [8 empty] | Medical, Patient Room | 0.7 | 1.5 | 100 | 250 | 200 | FALSE | Health
Non-Residential | [8 empty] | Medical, Pharmacy | 1.2 | 1.5 | 100 | 250 | 200 | FALSE | Health
[9 empty] | Medical, Physical Therapy | 0.9 | 1.5 | 100 | 250 | 200 | FALSE | Health
[9 empty] | Medical, Radiology/Laboratory | 0.4 | 1.5 | 100 | 250 | 200 | FALSE | Health
[9 empty] | Medical, Recovery Room | 0.8 | 1.5 | 100 | 250 | 200 | FALSE | Health
[9 empty] | Medical, Supply Room | 1.4 | 1.5 | 100 | 250 | 200 | FALSE | Health
[9 empty] | Museum, Exhibition Area | 1 | 0.2 | 333 | 275 | 475 | FALSE | Assembly
[9 empty] | Musuem, Restoration Area | 1.7 | 1.5 | 15 | 250 | 250 | FALSE | Assembly
[9 empty] | Office, Enclosed | 1.1 | 1 | 100 | 250 | 200 | FALSE | Office
[9 empty] | Office, Open | 1.1 | 1.5 | 100 | 250 | 200 | FALSE | Office
[9 empty] | Parking Garage, Attended | 0.2 | 1.5 | 100 | 250 | 200 | FALSE | ParkingGarage
[9 empty] | Parking Garage, Non-Attended | 0.2 | 0.2 | 100 | 250 | 250 | FALSE | ParkingGarage
[9 empty] | Post Office, Sorting Area | 1.2 | 0.2 | 100 | 250 | 250 | FALSE | Office
[9 empty] | Religious, Fellowship Hall | 0.9 | 0.5 | 7 | 245 | 105 | FALSE | Assembly
[9 empty] | Religious, Worship | 2.4 | 1 | 100 | 275 | 475 | FALSE | Assembly
[9 empty] | Restrooms | 0.9 | 0.5 | 7 | 245 | 105 | FALSE | N/A
[9 empty] | Retail, Grocery Store | 1.7 | 0.2 | 100 | 250 | 250 | FALSE | Retail
[9 empty] | Retail, Mall Concourse | 1.7 | 1 | 30 | 250 | 200 | FALSE | Retail
[9 empty] | Retail, Sales | 1.7 | 0.5 | 30 | 250 | 250 | FALSE | Retail
[9 empty] | Sports Arena, Court Sports | 2.3 | 1 | 30 | 250 | 200 | FALSE | Assembly
[9 empty] | Sports Arena, Indoor Sports Fields | 1.4 | 1 | 7 | 245 | 105 | FALSE | Assembly
[9 empty] | Sports Arena, Ring Sports | 2.7 | 1 | 7 | 245 | 105 | FALSE | Assembly
[9 empty] | Stairs, Active | 0.6 | 1 | 7 | 245 | 105 | FALSE | Warehouse
[9 empty] | Stairs, Active | 0.8 | 0.2 | 100 | 250 | 250 | FALSE | Warehouse
[9 empty] | Storage, Active, General | 0.8 | 0.2 | 333 | 275 | 475 | FALSE | Warehouse
[9 empty] | Storage, Active, Musuem | 0.8 | 0.2 | 333 | 275 | 475 | FALSE | Warehouse
[9 empty] | Storage, Active, Hospital | 0.9 | 0.2 | 333 | 275 | 475 | FALSE | Health
[9 empty] | Storage, Inactive, General | 0.3 | 0.2 | 333 | 275 | 475 | FALSE | Warehouse
[9 empty] | Storage, Inactive, Musuem | 0.8 | 0.2 | 333 | 275 | 475 | FALSE | Warehouse
[9 empty] | Theatre, Movie | 1.2 | 0.5 | 7 | 245 | 105 | FALSE | Assembly
[9 empty] | Theatre, Performing Arts | 2.6 | 0.5 | 7 | 245 | 105 | FALSE | Assembly
[9 empty] | Transporation, Airport Concourse | 0.6 | 0.5 | 30 | 250 | 250 | FALSE | Assembly
[9 empty] | Transporation, Rail Station/ Bus Terminal | 0.5 | 0.5 | 7 | 245 | 105 | FALSE | Assembly
[9 empty] | Transportation, Baggage Area | 1 | 0.5 | 30 | 250 | 250 | FALSE | Assembly
[9 empty] | Transportation, Ticket Counter | 1.5 | 0.5 | 30 | 250 | 250 | FALSE | Assembly
[9 empty] | Transportation, Ticket Counter | 0.9 | 0.5 | 30 | 250 | 250 | FALSE | Assembly
[9 empty] | Warehouse, Fine Material | 1.4 | 0.2 | 333 | 275 | 475 | FALSE | Warehouse
[9 empty] | Warehouse, Refrigerated | 1.4 | 0.2 | 333 | 275 | 475 | FALSE | Warehouse
[9 empty] | Warehouse, Medium/Bulky Material | 0.9 | 0.2 | 333 | 275 | 475 | FALSE | Warehouse
[9 empty] | Workshop, General | 1.9 | 0.2 | 1000 | 275 | 475 | FALSE | LightManufacturing
[9 empty] | -Whole Building Types- | Lighting PD (W/sf) | Recept. PD (W/sf) | Occ. Density (sf/person) | Sens. Heat Gain (Btu/h) | Latent Heat Gain (Btu/h) | DHW Gallons/ day/occupant | Schedule Type | DHW Storage Capacity Factor (gal/person) | DHW Fixture Units per unit | DHW Recovery Capacity (GPH/person) |  | Fixture Units | GPM
[9 empty] | Auto Repair | 0.9 | 0.64584 | 143 | 375 | 625 | 1.004 | LightManufacturing | 0.3 | 0.15 | 0.3 |  | 0 | 3
[9 empty] | College/ University | 1.2 | 1.0218 | 50 | 246 | 171 | 0.60766 | School | 0.4 | 0.3 | 0.4 |  | 1.05 | 5
[9 empty] | Convention Center | 1.2 | 1.0878 | 9 | 245 | 112 | 0.2642 | Assembly | 0.4 | 0.05 | 0.4 |  | 2.05 | 6.5
[9 empty] | Court House | 1.2 | 1.0878 | 9 | 245 | 105 | 0.2642 | Assembly | 0.4 | 0.05 | 0.4 |  | 3.05 | 8
[9 empty] | Dining, Bar/Coctail Lounge | 1.3 | 1.5282 | 30 | 274 | 334 | 10.0396 | Restaurant | 1.1 | 2 | 1.2 |  | 4.05 | 9.4
[9 empty] | Dining, Cafeteria/Fast Food | 1.4 | 1.5282 | 30 | 274 | 334 | 10.0396 | Restaurant | 1.1 | 2 | 1.2 |  | 5.05 | 10.7
[9 empty] | Dining, Family | 1.6 | 1.5282 | 30 | 274 | 334 | 10.0396 | Restaurant | 1.1 | 2 | 1.2 |  | 6.05 | 11.8
[9 empty] | Dormitory (1- 19 rooms) | 1 | 1.2598 | 150 | 0 | 0 | 20 | Hotel | 3 | 2.5 | 3.5 |  | 7.05 | 12.8
[9 empty] | Dormitory (100+ rooms) | 1 | 1.2598 | 150 | 0 | 0 | 10 | Hotel | 3 | 2.5 | 3.5 |  | 8.05 | 13.7
[9 empty] | Dormitory (20 - 100 rooms) | 1 | 1.2598 | 150 | 0 | 0 | 14 | Hotel | 3 | 2.5 | 3.5 |  | 9.05 | 14.6
[9 empty] | Elementary/Middle School | 1.2 | 1.0218 | 25 | 246 | 171 | 0.6 | School | 0.4 | 0.15 | 0.4 |  | 10.05 | 15.4
[9 empty] | Exercise Center | 1 | 1.8632 | 50 | 250 | 200 | 1.004 | N/A - Enter Custom Values | 0.65 | 0.3 | 0.65 |  | 11.05 | 16
[9 empty] | Gymnasium | 1.1 | 1.8632 | 50 | 250 | 200 | 1.004 | N/A - Enter Custom Values | 0.65 | 0.3 | 0.65 |  | 12.05 | 16.5
[9 empty] | Health Care Clinic | 1 | 1.9917 | 100 | 250 | 213 | 3.0119 | Health | 0.48 | 0.625 | 0.8 |  | 13.05 | 17
[9 empty] | High School | 1.2 | 1.0218 | 25 | 246 | 171 | 1.8 | School | 0.65 | 0.3 | 0.65 |  | 14.05 | 17.5
[9 empty] | Hospital | 1.2 | 1.9917 | 100 | 250 | 213 | 3.0119 | Health | 0.48 | 0.625 | 0.8 |  | 15.05 | 18
[9 empty] | Hotel/Motel (1- 19 rooms) | 1 | 1.2598 | 200 | 0 | 0 | 20 | Hotel | 3.4 | 2.5 | 4.25 |  | 16.05 | 18.4
[9 empty] | Hotel/Motel (100+ rooms) | 1 | 1.2598 | 200 | 0 | 0 | 10 | Hotel | 2.6 | 2.5 | 3.25 |  | 17.05 | 18.8
[9 empty] | Hotel/Motel (20 - 100 rooms) | 1 | 1.2598 | 200 | 0 | 0 | 14 | Hotel | 3 | 2.5 | 3.75 |  | 18.05 | 19.2
[9 empty] | Library | 1.3 | 1.0218 | 100 | 250 | 250 | 0.18 | Assembly | 0.3 | 0.05 | 0.3 |  | 19.05 | 19.6
[9 empty] | Manufacturing Facility | 1.3 | 0.44728 | 200 | 375 | 625 | 0.60766 | LightManufacturing | 0.3 | 0.15 | 0.3 |  | 20.05 | 21.5
[9 empty] | Motion Picture Theatre | 1.2 | 1.0878 | 9 | 268 | 403 | 0.2642 | Assembly | 0.4 | 0.05 | 0.4 |  | 25.05 | 23.3
[9 empty] | Multi-Family | 0.7 | 0 | 0 | 0 | 0 | 30 + 10*BR | Hotel | 5.6 | 3 | 7 |  | 30.05 | 24.9
[9 empty] | Museum- General | 1.1 | 1.0878 | 50 | 375 | 625 | 0.2642 | Assembly | 0.4 | 0.05 | 0.4 |  | 35.05 | 26.3
[9 empty] | Office | 1 | 2.4727 | 150 | 250 | 206 | 1.004 | Office | 0.3 | 0.15 | 0.3 |  | 40.05 | 27.7
[9 empty] | Parking Garage | 0.3 | 0 | 100 | 250 | 200 | 0 | ParkingGarage | 0 | 0 | 0 |  | 45.05 | 29.1
[9 empty] | Penitentiary (1- 19 cells) | 1 | 1.2598 | 250 | 0 | 0 | 20 | N/A - Enter Custom Values | 4.375 | 3 | 3.5 |  | 50.05 | 30.6
[9 empty] | Penitentiary (100+ cells) | 1 | 1.2598 | 250 | 0 | 0 | 10 | N/A - Enter Custom Values | 4.375 | 3 | 3.5 |  | 55.05 | 32
[9 empty] | Penitentiary (20 - 100 cells) | 1 | 1.2598 | 250 | 0 | 0 | 14 | N/A - Enter Custom Values | 4.375 | 3 | 3.5 |  | 60.05 | 33.5
[9 empty] | Performing Arts Theatre | 1.6 | 1.0878 | 9 | 268 | 403 | 0.2642 | Assembly | 0.4 | 0.05 | 0.4 |  | 65.05 | 35
[9 empty] | Police/Fire Station | 1 | 1.9145 | 100 | 250 | 206 | 1.004 | N/A - Enter Custom Values | 0.4 | 0.3 | 0.4 |  | 70.05 | 36.5
[9 empty] | Post Office | 1.1 | 1 | 100 | 375 | 625 | 1.004 | Office | 0.3 | 0.15 | 0.3 |  | 75.05 | 38
[9 empty] | Religious Building | 1.3 | 0.41236 | 9 | 245 | 112 | 0.2642 | Assembly | 0.4 | 0.05 | 0.4 |  | 80.05 | 39.5
[9 empty] | Retail | 1.5 | 0.85621 | 100 | 0 | 0 | 0.60766 | Retail | 0.3 | 0.1 | 0.3 |  | 85.05 | 41
[9 empty] | Sports Arena | 1.1 | 1.0878 | 9 | 245 | 105 | 0.2642 | Assembly | 0.4 | 0.05 | 0.4 |  | 90.05 | 43.5
[9 empty] | Town Hall | 1.1 | 1.0878 | 9 | 245 | 105 | 0.2642 | Assembly | 0.3 | 0.05 | 0.3 |  | 100.05 | 45.8
[9 empty] | Transportation | 1 | 1.8632 | 60 | 250 | 200 | 1.004 | Assembly | 0.3 | 0.05 | 0.3 |  | 110.05 | 48
[9 empty] | Warehouse | 0.8 | 0.44728 | 333 | 375 | 625 | 0.60766 | Warehouse | 0.3 | 0.15 | 0.3 |  | 120.05 | 50.3
[9 empty] | Workshop | 1.4 | 0.44728 | 200 | 375 | 625 | 0.60766 | LightManufacturing | 0.3 | 0.15 | 0.3 |  | 130.05 | 52.5
[21 empty] | 140.05 | 54.8
[21 empty] | 150.05 | 57
[21 empty] | 160.05 | 59
[21 empty] | 170.05 | 61
[21 empty] | 180.05 | 63
[21 empty] | 190.05 | 65
[21 empty] | 200.05 | 70
[21 empty] | 225.05 | 75
[21 empty] | 250.05 | 80
[21 empty] | 275.05 | 85
[21 empty] | 300.05 | 95
[21 empty] | 350.05 | 105
[21 empty] | 400.05 | 115
[21 empty] | 450.05 | 124
[21 empty] | 500.05 | 134
[21 empty] | 550.05 | 143
[21 empty] | 600.05 | 152
[21 empty] | 650.05 | 161
[21 empty] | 700.05 | 170
[21 empty] | 750.05 | 178
[21 empty] | 800.05 | 185
[21 empty] | 850.05 | 193
[21 empty] | 900.05 | 208
[21 empty] | 1000.05 | 221
[21 empty] | 1100.05 | 233
[21 empty] | 1200.05 | 239
[21 empty] | 1250.05 | 251
[21 empty] | 1300.05 | 263
[21 empty] | 1400.05 | 269
[21 empty] | 1500.05 | 281
[21 empty] | 1600.05 | 292
[21 empty] | 1700.05 | 297
[21 empty] | 1750.05 | 309
[21 empty] | 1800.05 | 320
[21 empty] | 1900.05 | 325
[21 empty] | 2000.05 | 336
[21 empty] | 2100.05 | 347
[21 empty] | 2200.05 | 358
[21 empty] | 2300.05 | 369
[21 empty] | 2400.05 | 380
[21 empty] | 2500.05 | 391
[21 empty] | 2600.05 | 402
[21 empty] | 2700.05 | 413
[21 empty] | 2800.05 | 423
[21 empty] | 2900.05 | 433
[21 empty] | 3000.05 | 444
[21 empty] | 3100.05 | 455
[21 empty] | 3200.05 | 465
[21 empty] | 3300.05 | 475
[21 empty] | 3400.05 | 485
[21 empty] | 3500.05 | 495
[21 empty] | 3600.05 | 505
[21 empty] | 3700.05 | 515
[21 empty] | 3800.05 | 525
[21 empty] | 3900.05 | 535
[21 empty] | 4000.05 | 541
[21 empty] | 4100.05 | 547
[21 empty] | 4200.05 | 553
[21 empty] | 4300.05 | 559
[21 empty] | 4400.05 | 565
[21 empty] | 4500.05 | 571
[21 empty] | 4600.05 | 577
[21 empty] | 4700.05 | 583
[21 empty] | 4800.05 | 588
[21 empty] | 4900.05 | 593
[21 empty] | 5000.05 | 598

## Schedule Lookup
| Hour of Day (Time) | Occupancy Schedule |  |  | Lighting Schedule |  |  | HVAC Schedule |  |  | Hot Water Schedule |  |  | Elevator Schedule
|  | Percent of Maximum Load |  |  | Percent of Maximum Load |  |  | On/Off |  |  | Percent of Maximum Load |  |  | Percent of Maximum Load
|  | Weekday | Saturday | Sunday | Weekday | Saturday | Sunday | Weekday | Saturday | Sunday | Weekday | Saturday | Sunday | Weekday | Saturday | Sunday
Assembly Occupancy | 1 (12-1 am) | 0 | 0 | 0 | 5 | 5 | 5 | Off | Off | Off | 0 | 0 | 0 | 0 | 0 | 0
| 2 (1-2 am) | 0 | 0 | 0 | 5 | 5 | 5 | Off | Off | Off | 0 | 0 | 0 | 0 | 0 | 0
| 3 (2-3 am) | 0 | 0 | 0 | 5 | 5 | 5 | Off | Off | Off | 0 | 0 | 0 | 0 | 0 | 0
| 4 (3-4 am) | 0 | 0 | 0 | 5 | 5 | 5 | Off | Off | Off | 0 | 0 | 0 | 0 | 0 | 0
| 5 (4-5 am) | 0 | 0 | 0 | 5 | 5 | 5 | Off | Off | Off | 0 | 0 | 0 | 0 | 0 | 0
| 6 (5-6 am) | 0 | 0 | 0 | 5 | 5 | 5 | On | Off | Off | 0 | 0 | 0 | 0 | 0 | 0
| 7 (6-7 am) | 0 | 0 | 0 | 40 | 5 | 5 | On | On | On | 0 | 0 | 0 | 0 | 0 | 0
| 8 (7-8 am) | 0 | 0 | 0 | 40 | 30 | 30 | On | On | On | 0 | 0 | 0 | 0 | 0 | 0
| 9 (8-9 am) | 20 | 20 | 10 | 40 | 30 | 30 | On | On | On | 0 | 0 | 0 | 0 | 0 | 0
| 10 (9-10 am) | 20 | 20 | 10 | 75 | 50 | 30 | On | On | On | 5 | 5 | 5 | 0 | 0 | 0
| 11 (10-11 am) | 20 | 20 | 10 | 75 | 50 | 30 | On | On | On | 5 | 5 | 5 | 0 | 0 | 0
| 12 (11-12 pm) | 80 | 60 | 10 | 75 | 50 | 30 | On | On | On | 35 | 20 | 10 | 0 | 0 | 0
| 13 (12-1 pm) | 80 | 60 | 10 | 75 | 50 | 65 | On | On | On | 5 | 0 | 0 | 0 | 0 | 0
| 14 (1-2 pm) | 80 | 60 | 70 | 75 | 50 | 65 | On | On | On | 5 | 0 | 0 | 0 | 0 | 0
| 15 (2-3 pm) | 80 | 60 | 70 | 75 | 50 | 65 | On | On | On | 5 | 0 | 0 | 0 | 0 | 0
| 16 (3-4 pm) | 80 | 60 | 70 | 75 | 50 | 65 | On | On | On | 5 | 0 | 0 | 0 | 0 | 0
| 17 (4-5 pm) | 80 | 60 | 70 | 75 | 50 | 65 | On | On | On | 5 | 0 | 0 | 0 | 0 | 0
| 18 (5-6 pm) | 80 | 60 | 70 | 75 | 50 | 65 | On | On | On | 0 | 0 | 0 | 0 | 0 | 0
| 19 (6-7 pm) | 20 | 60 | 70 | 75 | 50 | 65 | On | On | On | 0 | 0 | 0 | 0 | 0 | 0
| 20 (7-8 pm) | 20 | 60 | 70 | 75 | 50 | 65 | On | On | On | 0 | 65 | 65 | 0 | 0 | 0
| 21 (8-9 pm) | 20 | 60 | 70 | 75 | 50 | 65 | On | On | On | 0 | 30 | 30 | 0 | 0 | 0
| 22 (9-10 pm) | 20 | 80 | 70 | 75 | 50 | 65 | On | On | On | 0 | 0 | 0 | 0 | 0 | 0
| 23 (10-11 pm) | 10 | 10 | 20 | 25 | 50 | 5 | On | On | On | 0 | 0 | 0 | 0 | 0 | 0
| 24 (11-12 am) | 0 | 0 | 0 | 5 | 5 | 5 | Off | Off | Off | 0 | 0 | 0 | 0 | 0 | 0
Health Occupancy | 1 (12-1 am) | 0 | 0 | 0 | 10 | 10 | 5 | On | On | On | 1 | 1 | 1 | 0 | 0 | 0
| 2 (1-2 am) | 0 | 0 | 0 | 10 | 10 | 5 | On | On | On | 1 | 1 | 1 | 0 | 0 | 0
| 3 (2-3 am) | 0 | 0 | 0 | 10 | 10 | 5 | On | On | On | 1 | 1 | 1 | 0 | 0 | 0
| 4 (3-4 am) | 0 | 0 | 0 | 10 | 10 | 5 | On | On | On | 1 | 1 | 1 | 0 | 0 | 0
| 5 (4-5 am) | 0 | 0 | 0 | 10 | 10 | 5 | On | On | On | 1 | 1 | 1 | 0 | 0 | 0
| 6 (5-6 am) | 0 | 0 | 0 | 10 | 10 | 5 | On | On | On | 1 | 1 | 1 | 0 | 0 | 0
| 7 (6-7 am) | 0 | 0 | 0 | 10 | 10 | 5 | On | On | On | 1 | 1 | 1 | 0 | 0 | 0
| 8 (7-8 am) | 10 | 10 | 0 | 50 | 20 | 5 | On | On | On | 17 | 1 | 1 | 2 | 2 | 0
| 9 (8-9 am) | 50 | 30 | 5 | 90 | 40 | 10 | On | On | On | 58 | 20 | 1 | 75 | 46 | 2
| 10 (9-10 am) | 80 | 40 | 5 | 90 | 40 | 10 | On | On | On | 66 | 28 | 1 | 100 | 70 | 2
| 11 (10-11 am) | 80 | 40 | 5 | 90 | 40 | 10 | On | On | On | 78 | 30 | 1 | 100 | 70 | 2
| 12 (11-12 pm) | 80 | 40 | 5 | 90 | 40 | 10 | On | On | On | 82 | 30 | 1 | 100 | 70 | 2
| 13 (12-1 pm) | 80 | 40 | 5 | 90 | 40 | 10 | On | On | On | 71 | 24 | 1 | 75 | 51 | 2
| 14 (1-2 pm) | 80 | 40 | 5 | 90 | 40 | 10 | On | On | On | 82 | 24 | 1 | 100 | 51 | 2
| 15 (2-3 pm) | 80 | 40 | 5 | 90 | 40 | 10 | On | On | On | 78 | 23 | 1 | 100 | 51 | 2
| 16 (3-4 pm) | 80 | 40 | 5 | 90 | 40 | 10 | On | On | On | 74 | 23 | 1 | 100 | 51 | 2
| 17 (4-5 pm) | 80 | 40 | 0 | 30 | 40 | 5 | On | On | On | 63 | 23 | 1 | 100 | 51 | 0
| 18 (5-6 pm) | 50 | 10 | 0 | 30 | 40 | 5 | On | On | On | 41 | 10 | 1 | 100 | 25 | 0
| 19 (6-7 pm) | 30 | 10 | 0 | 30 | 10 | 5 | On | On | On | 18 | 1 | 1 | 52 | 2 | 0
| 20 (7-8 pm) | 30 | 0 | 0 | 30 | 10 | 5 | On | On | On | 18 | 1 | 1 | 52 | 0 | 0
| 21 (8-9 pm) | 20 | 0 | 0 | 30 | 10 | 5 | On | On | On | 18 | 1 | 1 | 52 | 0 | 0
| 22 (9-10 pm) | 20 | 0 | 0 | 30 | 10 | 5 | On | On | On | 10 | 1 | 1 | 28 | 0 | 0
| 23 (10-11 pm) | 0 | 0 | 0 | 30 | 10 | 5 | On | On | On | 1 | 1 | 1 | 0 | 0 | 0
| 24 (11-12 am) | 0 | 0 | 0 | 10 | 10 | 5 | On | On | On | 1 | 1 | 1 | 0 | 0 | 0
Hotel/Motel Occupancy | 1 (12-1 am) | 90 | 90 | 70 | 20 | 20 | 30 | On | On | On | 20 | 20 | 25 | 40 | 44 | 55
| 2 (1-2 am) | 90 | 90 | 70 | 15 | 20 | 30 | On | On | On | 15 | 15 | 20 | 33 | 35 | 55
| 3 (2-3 am) | 90 | 90 | 70 | 10 | 10 | 20 | On | On | On | 15 | 15 | 20 | 33 | 35 | 43
| 4 (3-4 am) | 90 | 90 | 70 | 10 | 10 | 20 | On | On | On | 15 | 15 | 20 | 33 | 35 | 43
| 5 (4-5 am) | 90 | 90 | 70 | 10 | 10 | 20 | On | On | On | 20 | 20 | 20 | 33 | 35 | 43
| 6 (5-6 am) | 90 | 90 | 70 | 20 | 10 | 20 | On | On | On | 25 | 25 | 30 | 33 | 35 | 43
| 7 (6-7 am) | 70 | 70 | 70 | 40 | 30 | 30 | On | On | On | 50 | 40 | 50 | 42 | 40 | 52
| 8 (7-8 am) | 40 | 50 | 70 | 50 | 30 | 40 | On | On | On | 60 | 50 | 50 | 42 | 32 | 52
| 9 (8-9 am) | 40 | 50 | 50 | 40 | 40 | 40 | On | On | On | 55 | 50 | 50 | 52 | 45 | 65
| 10 (9-10 am) | 20 | 30 | 50 | 40 | 40 | 30 | On | On | On | 45 | 50 | 55 | 52 | 45 | 65
| 11 (10-11 am) | 20 | 30 | 50 | 25 | 30 | 30 | On | On | On | 40 | 45 | 50 | 40 | 42 | 53
| 12 (11-12 pm) | 20 | 30 | 30 | 25 | 25 | 30 | On | On | On | 45 | 50 | 50 | 51 | 60 | 60
| 13 (12-1 pm) | 20 | 30 | 30 | 25 | 25 | 30 | On | On | On | 40 | 50 | 40 | 51 | 65 | 53
| 14 (1-2 pm) | 20 | 30 | 20 | 25 | 25 | 20 | On | On | On | 35 | 45 | 40 | 51 | 65 | 51
| 15 (2-3 pm) | 20 | 30 | 20 | 25 | 25 | 20 | On | On | On | 30 | 40 | 30 | 51 | 65 | 50
| 16 (3-4 pm) | 30 | 30 | 20 | 25 | 25 | 20 | On | On | On | 30 | 40 | 30 | 51 | 65 | 44
| 17 (4-5 pm) | 50 | 30 | 30 | 25 | 25 | 20 | On | On | On | 30 | 35 | 30 | 63 | 65 | 64
| 18 (5-6 pm) | 50 | 50 | 40 | 25 | 25 | 20 | On | On | On | 40 | 40 | 40 | 80 | 75 | 62
| 19 (6-7 pm) | 50 | 60 | 40 | 60 | 60 | 50 | On | On | On | 55 | 55 | 50 | 86 | 80 | 65
| 20 (7-8 pm) | 70 | 60 | 60 | 80 | 70 | 70 | On | On | On | 60 | 55 | 50 | 70 | 80 | 63
| 21 (8-9 pm) | 70 | 60 | 60 | 90 | 70 | 80 | On | On | On | 50 | 50 | 40 | 70 | 75 | 63
| 22 (9-10 pm) | 80 | 70 | 80 | 80 | 70 | 60 | On | On | On | 55 | 55 | 50 | 70 | 75 | 63
| 23 (10-11 pm) | 90 | 70 | 80 | 60 | 60 | 50 | On | On | On | 45 | 40 | 40 | 45 | 55 | 40
| 24 (11-12 am) | 90 | 70 | 80 | 30 | 30 | 30 | On | On | On | 25 | 30 | 20 | 45 | 55 | 40
Light Manufacturing Occupancy | 1 (12-1 am) | 0 | 0 | 0 | 5 | 5 | 5 | Off | Off | Off | 5 | 5 | 4 | 0 | 0 | 0
| 2 (1-2 am) | 0 | 0 | 0 | 5 | 5 | 5 | Off | Off | Off | 5 | 5 | 4 | 0 | 0 | 0
| 3 (2-3 am) | 0 | 0 | 0 | 5 | 5 | 5 | Off | Off | Off | 5 | 5 | 4 | 0 | 0 | 0
| 4 (3-4 am) | 0 | 0 | 0 | 5 | 5 | 5 | Off | Off | Off | 5 | 5 | 4 | 0 | 0 | 0
| 5 (4-5 am) | 0 | 0 | 0 | 5 | 5 | 5 | Off | Off | Off | 5 | 5 | 4 | 0 | 0 | 0
| 6 (5-6 am) | 0 | 0 | 0 | 10 | 5 | 5 | Off | Off | Off | 8 | 8 | 7 | 0 | 0 | 0
| 7 (6-7 am) | 10 | 10 | 5 | 10 | 10 | 5 | On | On | Off | 7 | 7 | 4 | 0 | 0 | 0
| 8 (7-8 am) | 20 | 10 | 5 | 30 | 10 | 5 | On | On | Off | 19 | 11 | 4 | 35 | 16 | 0
| 9 (8-9 am) | 95 | 30 | 5 | 90 | 30 | 5 | On | On | Off | 35 | 15 | 4 | 69 | 14 | 0
| 10 (9-10 am) | 95 | 30 | 5 | 90 | 30 | 5 | On | On | Off | 38 | 21 | 4 | 43 | 21 | 0
| 11 (10-11 am) | 95 | 30 | 5 | 90 | 30 | 5 | On | On | Off | 39 | 19 | 4 | 37 | 18 | 0
| 12 (11-12 pm) | 95 | 30 | 5 | 90 | 30 | 5 | On | On | Off | 47 | 23 | 6 | 43 | 25 | 0
| 13 (12-1 pm) | 50 | 10 | 5 | 80 | 15 | 5 | On | On | Off | 57 | 20 | 6 | 58 | 21 | 0
| 14 (1-2 pm) | 95 | 10 | 5 | 90 | 15 | 5 | On | On | Off | 54 | 19 | 9 | 48 | 13 | 0
| 15 (2-3 pm) | 95 | 10 | 5 | 90 | 15 | 5 | On | On | Off | 34 | 15 | 6 | 37 | 8 | 0
| 16 (3-4 pm) | 95 | 10 | 5 | 90 | 15 | 5 | On | On | Off | 33 | 12 | 4 | 37 | 4 | 0
| 17 (4-5 pm) | 95 | 10 | 5 | 90 | 15 | 5 | On | On | Off | 44 | 14 | 4 | 46 | 5 | 0
| 18 (5-6 pm) | 30 | 5 | 5 | 50 | 5 | 5 | On | On | Off | 26 | 7 | 4 | 62 | 6 | 0
| 19 (6-7 pm) | 10 | 5 | 0 | 30 | 5 | 5 | On | Off | Off | 21 | 7 | 4 | 20 | 0 | 0
| 20 (7-8 pm) | 10 | 0 | 0 | 30 | 5 | 5 | On | Off | Off | 15 | 7 | 4 | 12 | 0 | 0
| 21 (8-9 pm) | 10 | 0 | 0 | 20 | 5 | 5 | On | Off | Off | 17 | 7 | 4 | 4 | 0 | 0
| 22 (9-10 pm) | 10 | 0 | 0 | 20 | 5 | 5 | On | Off | Off | 8 | 9 | 7 | 4 | 0 | 0
| 23 (10-11 pm) | 5 | 0 | 0 | 10 | 5 | 5 | Off | Off | Off | 5 | 5 | 4 | 0 | 0 | 0
| 24 (11-12 am) | 5 | 0 | 0 | 5 | 5 | 5 | Off | Off | Off | 5 | 5 | 4 | 0 | 0 | 0
Office Occupancy | 1 (12-1 am) | 0 | 0 | 0 | 5 | 5 | 5 | Off | Off | Off | 5 | 5 | 4 | 0 | 0 | 0
| 2 (1-2 am) | 0 | 0 | 0 | 5 | 5 | 5 | Off | Off | Off | 5 | 5 | 4 | 0 | 0 | 0
| 3 (2-3 am) | 0 | 0 | 0 | 5 | 5 | 5 | Off | Off | Off | 5 | 5 | 4 | 0 | 0 | 0
| 4 (3-4 am) | 0 | 0 | 0 | 5 | 5 | 5 | Off | Off | Off | 5 | 5 | 4 | 0 | 0 | 0
| 5 (4-5 am) | 0 | 0 | 0 | 5 | 5 | 5 | Off | Off | Off | 5 | 5 | 4 | 0 | 0 | 0
| 6 (5-6 am) | 0 | 0 | 0 | 10 | 5 | 5 | Off | Off | Off | 8 | 8 | 7 | 0 | 0 | 0
| 7 (6-7 am) | 10 | 10 | 5 | 10 | 10 | 5 | On | On | Off | 7 | 7 | 4 | 0 | 0 | 0
| 8 (7-8 am) | 20 | 10 | 5 | 30 | 10 | 5 | On | On | Off | 19 | 11 | 4 | 35 | 16 | 0
| 9 (8-9 am) | 95 | 30 | 5 | 90 | 30 | 5 | On | On | Off | 35 | 15 | 4 | 69 | 14 | 0
| 10 (9-10 am) | 95 | 30 | 5 | 90 | 30 | 5 | On | On | Off | 38 | 21 | 4 | 43 | 21 | 0
| 11 (10-11 am) | 95 | 30 | 5 | 90 | 30 | 5 | On | On | Off | 39 | 19 | 4 | 37 | 18 | 0
| 12 (11-12 pm) | 95 | 30 | 5 | 90 | 30 | 5 | On | On | Off | 47 | 23 | 6 | 43 | 25 | 0
| 13 (12-1 pm) | 50 | 10 | 5 | 80 | 15 | 5 | On | On | Off | 57 | 20 | 6 | 58 | 21 | 0
| 14 (1-2 pm) | 95 | 10 | 5 | 90 | 15 | 5 | On | On | Off | 54 | 19 | 9 | 48 | 13 | 0
| 15 (2-3 pm) | 95 | 10 | 5 | 90 | 15 | 5 | On | On | Off | 34 | 15 | 6 | 37 | 8 | 0
| 16 (3-4 pm) | 95 | 10 | 5 | 90 | 15 | 5 | On | On | Off | 33 | 12 | 4 | 37 | 4 | 0
| 17 (4-5 pm) | 95 | 10 | 5 | 90 | 15 | 5 | On | On | Off | 44 | 14 | 4 | 46 | 5 | 0
| 18 (5-6 pm) | 30 | 5 | 5 | 50 | 5 | 5 | On | On | Off | 26 | 7 | 4 | 62 | 6 | 0
| 19 (6-7 pm) | 10 | 5 | 0 | 30 | 5 | 5 | On | Off | Off | 21 | 7 | 4 | 20 | 0 | 0
| 20 (7-8 pm) | 10 | 0 | 0 | 30 | 5 | 5 | On | Off | Off | 15 | 7 | 4 | 12 | 0 | 0
| 21 (8-9 pm) | 10 | 0 | 0 | 20 | 5 | 5 | On | Off | Off | 17 | 7 | 4 | 4 | 0 | 0
| 22 (9-10 pm) | 10 | 0 | 0 | 20 | 5 | 5 | On | Off | Off | 8 | 9 | 7 | 4 | 0 | 0
| 23 (10-11 pm) | 5 | 0 | 0 | 10 | 5 | 5 | Off | Off | Off | 5 | 5 | 4 | 0 | 0 | 0
| 24 (11-12 am) | 5 | 0 | 0 | 5 | 5 | 5 | Off | Off | Off | 5 | 5 | 4 | 0 | 0 | 0
Parking Garage Occupancy | 1 (12-1 am) | N/A | N/A | N/A | 100 | 100 | 100 | N/A | N/A | N/A | N/A | N/A | N/A | N/A | N/A | N/A
| 2 (1-2 am) | N/A | N/A | N/A | 100 | 100 | 100 | N/A | N/A | N/A | N/A | N/A | N/A | N/A | N/A | N/A
| 3 (2-3 am) | N/A | N/A | N/A | 100 | 100 | 100 | N/A | N/A | N/A | N/A | N/A | N/A | N/A | N/A | N/A
| 4 (3-4 am) | N/A | N/A | N/A | 100 | 100 | 100 | N/A | N/A | N/A | N/A | N/A | N/A | N/A | N/A | N/A
| 5 (4-5 am) | N/A | N/A | N/A | 100 | 100 | 100 | N/A | N/A | N/A | N/A | N/A | N/A | N/A | N/A | N/A
| 6 (5-6 am) | N/A | N/A | N/A | 100 | 100 | 100 | N/A | N/A | N/A | N/A | N/A | N/A | N/A | N/A | N/A
| 7 (6-7 am) | N/A | N/A | N/A | 100 | 100 | 100 | N/A | N/A | N/A | N/A | N/A | N/A | N/A | N/A | N/A
| 8 (7-8 am) | N/A | N/A | N/A | 100 | 100 | 100 | N/A | N/A | N/A | N/A | N/A | N/A | N/A | N/A | N/A
| 9 (8-9 am) | N/A | N/A | N/A | 100 | 100 | 100 | N/A | N/A | N/A | N/A | N/A | N/A | N/A | N/A | N/A
| 10 (9-10 am) | N/A | N/A | N/A | 100 | 100 | 100 | N/A | N/A | N/A | N/A | N/A | N/A | N/A | N/A | N/A
| 11 (10-11 am) | N/A | N/A | N/A | 100 | 100 | 100 | N/A | N/A | N/A | N/A | N/A | N/A | N/A | N/A | N/A
| 12 (11-12 pm) | N/A | N/A | N/A | 100 | 100 | 100 | N/A | N/A | N/A | N/A | N/A | N/A | N/A | N/A | N/A
| 13 (12-1 pm) | N/A | N/A | N/A | 100 | 100 | 100 | N/A | N/A | N/A | N/A | N/A | N/A | N/A | N/A | N/A
| 14 (1-2 pm) | N/A | N/A | N/A | 100 | 100 | 100 | N/A | N/A | N/A | N/A | N/A | N/A | N/A | N/A | N/A
| 15 (2-3 pm) | N/A | N/A | N/A | 100 | 100 | 100 | N/A | N/A | N/A | N/A | N/A | N/A | N/A | N/A | N/A
| 16 (3-4 pm) | N/A | N/A | N/A | 100 | 100 | 100 | N/A | N/A | N/A | N/A | N/A | N/A | N/A | N/A | N/A
| 17 (4-5 pm) | N/A | N/A | N/A | 100 | 100 | 100 | N/A | N/A | N/A | N/A | N/A | N/A | N/A | N/A | N/A
| 18 (5-6 pm) | N/A | N/A | N/A | 100 | 100 | 100 | N/A | N/A | N/A | N/A | N/A | N/A | N/A | N/A | N/A
| 19 (6-7 pm) | N/A | N/A | N/A | 100 | 100 | 100 | N/A | N/A | N/A | N/A | N/A | N/A | N/A | N/A | N/A
| 20 (7-8 pm) | N/A | N/A | N/A | 100 | 100 | 100 | N/A | N/A | N/A | N/A | N/A | N/A | N/A | N/A | N/A
| 21 (8-9 pm) | N/A | N/A | N/A | 100 | 100 | 100 | N/A | N/A | N/A | N/A | N/A | N/A | N/A | N/A | N/A
| 22 (9-10 pm) | N/A | N/A | N/A | 100 | 100 | 100 | N/A | N/A | N/A | N/A | N/A | N/A | N/A | N/A | N/A
| 23 (10-11 pm) | N/A | N/A | N/A | 100 | 100 | 100 | N/A | N/A | N/A | N/A | N/A | N/A | N/A | N/A | N/A
| 24 (11-12 am) | N/A | N/A | N/A | 100 | 100 | 100 | N/A | N/A | N/A | N/A | N/A | N/A | N/A | N/A | N/A
Restaurant Occupancy | 1 (12-1 am) | 15 | 30 | 20 | 15 | 20 | 20 | On | On | On | 20 | 20 | 25 | 0 | 0 | 0
| 2 (1-2 am) | 15 | 25 | 20 | 15 | 15 | 15 | On | On | On | 15 | 15 | 20 | 0 | 0 | 0
| 3 (2-3 am) | 5 | 5 | 5 | 15 | 15 | 15 | On | On | On | 15 | 15 | 20 | 0 | 0 | 0
| 4 (3-4 am) | 0 | 0 | 0 | 15 | 15 | 15 | Off | Off | Off | 0 | 0 | 0 | 0 | 0 | 0
| 5 (4-5 am) | 0 | 0 | 0 | 15 | 15 | 15 | Off | Off | Off | 0 | 0 | 0 | 0 | 0 | 0
| 6 (5-6 am) | 0 | 0 | 0 | 20 | 15 | 15 | Off | Off | Off | 0 | 0 | 0 | 0 | 0 | 0
| 7 (6-7 am) | 0 | 0 | 0 | 40 | 30 | 30 | Off | Off | Off | 0 | 0 | 0 | 0 | 0 | 0
| 8 (7-8 am) | 5 | 0 | 0 | 40 | 30 | 30 | On | Off | Off | 60 | 0 | 0 | 0 | 0 | 0
| 9 (8-9 am) | 5 | 0 | 0 | 60 | 60 | 50 | On | Off | Off | 55 | 0 | 0 | 0 | 0 | 0
| 10 (9-10 am) | 5 | 5 | 0 | 60 | 60 | 50 | On | On | Off | 45 | 50 | 0 | 0 | 0 | 0
| 11 (10-11 am) | 20 | 20 | 10 | 90 | 80 | 70 | On | On | On | 40 | 45 | 50 | 0 | 0 | 0
| 12 (11-12 pm) | 50 | 45 | 20 | 90 | 80 | 70 | On | On | On | 45 | 50 | 50 | 0 | 0 | 0
| 13 (12-1 pm) | 80 | 50 | 25 | 90 | 80 | 70 | On | On | On | 40 | 50 | 40 | 0 | 0 | 0
| 14 (1-2 pm) | 70 | 50 | 25 | 90 | 80 | 70 | On | On | On | 35 | 45 | 40 | 0 | 0 | 0
| 15 (2-3 pm) | 40 | 35 | 15 | 90 | 80 | 70 | On | On | On | 30 | 40 | 30 | 0 | 0 | 0
| 16 (3-4 pm) | 20 | 30 | 20 | 90 | 80 | 70 | On | On | On | 30 | 40 | 30 | 0 | 0 | 0
| 17 (4-5 pm) | 25 | 30 | 25 | 90 | 80 | 60 | On | On | On | 30 | 35 | 30 | 0 | 0 | 0
| 18 (5-6 pm) | 50 | 30 | 35 | 90 | 90 | 60 | On | On | On | 40 | 40 | 40 | 0 | 0 | 0
| 19 (6-7 pm) | 80 | 70 | 55 | 90 | 90 | 60 | On | On | On | 55 | 55 | 50 | 0 | 0 | 0
| 20 (7-8 pm) | 80 | 90 | 65 | 90 | 90 | 60 | On | On | On | 60 | 55 | 50 | 0 | 0 | 0
| 21 (8-9 pm) | 80 | 70 | 70 | 90 | 90 | 60 | On | On | On | 50 | 50 | 40 | 0 | 0 | 0
| 22 (9-10 pm) | 50 | 65 | 35 | 90 | 90 | 60 | On | On | On | 55 | 55 | 50 | 0 | 0 | 0
| 23 (10-11 pm) | 35 | 55 | 20 | 50 | 50 | 50 | On | On | On | 45 | 40 | 40 | 0 | 0 | 0
| 24 (11-12 am) | 20 | 35 | 20 | 30 | 30 | 30 | On | On | On | 25 | 30 | 20 | 0 | 0 | 0
Retail Occupancy | 1 (12-1 am) | 0 | 0 | 0 | 5 | 5 | 5 | Off | Off | Off | 4 | 11 | 7 | 0 | 0 | 0
| 2 (1-2 am) | 0 | 0 | 0 | 5 | 5 | 5 | Off | Off | Off | 5 | 10 | 7 | 0 | 0 | 0
| 3 (2-3 am) | 0 | 0 | 0 | 5 | 5 | 5 | Off | Off | Off | 5 | 8 | 7 | 0 | 0 | 0
| 4 (3-4 am) | 0 | 0 | 0 | 5 | 5 | 5 | Off | Off | Off | 4 | 6 | 6 | 0 | 0 | 0
| 5 (4-5 am) | 0 | 0 | 0 | 5 | 5 | 5 | Off | Off | Off | 4 | 6 | 6 | 0 | 0 | 0
| 6 (5-6 am) | 0 | 0 | 0 | 5 | 5 | 5 | Off | Off | Off | 4 | 6 | 6 | 0 | 0 | 0
| 7 (6-7 am) | 0 | 0 | 0 | 5 | 5 | 5 | On | On | Off | 4 | 7 | 7 | 0 | 0 | 0
| 8 (7-8 am) | 10 | 10 | 0 | 20 | 10 | 5 | On | On | Off | 15 | 20 | 10 | 12 | 9 | 0
| 9 (8-9 am) | 20 | 20 | 0 | 50 | 30 | 10 | On | On | On | 23 | 24 | 12 | 22 | 21 | 0
| 10 (9-10 am) | 50 | 50 | 10 | 90 | 60 | 10 | On | On | On | 32 | 27 | 14 | 64 | 56 | 11
| 11 (10-11 am) | 50 | 60 | 20 | 90 | 90 | 40 | On | On | On | 41 | 42 | 29 | 74 | 66 | 13
| 12 (11-12 pm) | 70 | 80 | 20 | 90 | 90 | 40 | On | On | On | 57 | 54 | 31 | 68 | 68 | 35
| 13 (12-1 pm) | 70 | 80 | 40 | 90 | 90 | 60 | On | On | On | 62 | 59 | 36 | 68 | 68 | 37
| 14 (1-2 pm) | 70 | 80 | 40 | 90 | 90 | 60 | On | On | On | 61 | 60 | 36 | 71 | 69 | 37
| 15 (2-3 pm) | 70 | 80 | 40 | 90 | 90 | 60 | On | On | On | 50 | 49 | 34 | 72 | 70 | 39
| 16 (3-4 pm) | 80 | 80 | 40 | 90 | 90 | 60 | On | On | On | 45 | 48 | 35 | 72 | 69 | 41
| 17 (4-5 pm) | 70 | 80 | 40 | 90 | 90 | 60 | On | On | On | 46 | 47 | 37 | 73 | 66 | 38
| 18 (5-6 pm) | 50 | 60 | 20 | 90 | 90 | 40 | On | On | Off | 47 | 46 | 34 | 68 | 58 | 34
| 19 (6-7 pm) | 50 | 20 | 10 | 60 | 50 | 20 | On | On | Off | 42 | 44 | 25 | 68 | 47 | 3
| 20 (7-8 pm) | 30 | 20 | 0 | 60 | 30 | 5 | On | On | Off | 34 | 36 | 27 | 58 | 43 | 0
| 21 (8-9 pm) | 30 | 20 | 0 | 50 | 30 | 5 | On | On | Off | 33 | 29 | 21 | 54 | 43 | 0
| 22 (9-10 pm) | 0 | 10 | 0 | 20 | 10 | 5 | Off | On | Off | 23 | 22 | 16 | 0 | 8 | 0
| 23 (10-11 pm) | 0 | 0 | 0 | 5 | 5 | 5 | Off | Off | Off | 13 | 16 | 10 | 0 | 0 | 0
| 24 (11-12 am) | 0 | 0 | 0 | 5 | 5 | 5 | Off | Off | Off | 8 | 13 | 6 | 0 | 0 | 0
School Occupancy | 1 (12-1 am) | 0 | 0 | 0 | 5 | 5 | 5 | Off | Off | Off | 5 | 3 | 3 | 0 | 0 | 0
| 2 (1-2 am) | 0 | 0 | 0 | 5 | 5 | 5 | Off | Off | Off | 5 | 3 | 3 | 0 | 0 | 0
| 3 (2-3 am) | 0 | 0 | 0 | 5 | 5 | 5 | Off | Off | Off | 5 | 3 | 3 | 0 | 0 | 0
| 4 (3-4 am) | 0 | 0 | 0 | 5 | 5 | 5 | Off | Off | Off | 5 | 3 | 3 | 0 | 0 | 0
| 5 (4-5 am) | 0 | 0 | 0 | 5 | 5 | 5 | Off | Off | Off | 5 | 3 | 3 | 0 | 0 | 0
| 6 (5-6 am) | 0 | 0 | 0 | 5 | 5 | 5 | Off | Off | Off | 5 | 3 | 3 | 0 | 0 | 0
| 7 (6-7 am) | 0 | 0 | 0 | 5 | 5 | 5 | Off | Off | Off | 5 | 3 | 3 | 0 | 0 | 0
| 8 (7-8 am) | 5 | 0 | 0 | 30 | 5 | 5 | On | Off | Off | 10 | 3 | 3 | 0 | 0 | 0
| 9 (8-9 am) | 75 | 10 | 0 | 85 | 15 | 5 | On | On | Off | 34 | 3 | 5 | 30 | 0 | 0
| 10 (9-10 am) | 90 | 10 | 0 | 95 | 15 | 5 | On | On | Off | 60 | 5 | 5 | 30 | 0 | 0
| 11 (10-11 am) | 90 | 10 | 0 | 95 | 15 | 5 | On | On | Off | 63 | 5 | 5 | 30 | 0 | 0
| 12 (11-12 pm) | 80 | 10 | 0 | 95 | 15 | 5 | On | On | Off | 72 | 5 | 5 | 30 | 0 | 0
| 13 (12-1 pm) | 80 | 10 | 0 | 80 | 15 | 5 | On | On | Off | 79 | 5 | 5 | 30 | 0 | 0
| 14 (1-2 pm) | 80 | 0 | 0 | 80 | 5 | 5 | On | Off | Off | 83 | 3 | 5 | 30 | 0 | 0
| 15 (2-3 pm) | 80 | 0 | 0 | 80 | 5 | 5 | On | Off | Off | 61 | 3 | 3 | 30 | 0 | 0
| 16 (3-4 pm) | 45 | 0 | 0 | 70 | 5 | 5 | On | Off | Off | 65 | 3 | 3 | 15 | 0 | 0
| 17 (4-5 pm) | 15 | 0 | 0 | 50 | 5 | 5 | On | Off | Off | 10 | 3 | 3 | 0 | 0 | 0
| 18 (5-6 pm) | 5 | 0 | 0 | 50 | 5 | 5 | On | Off | Off | 10 | 3 | 3 | 0 | 0 | 0
| 19 (6-7 pm) | 15 | 0 | 0 | 35 | 5 | 5 | On | Off | Off | 19 | 3 | 3 | 0 | 0 | 0
| 20 (7-8 pm) | 20 | 0 | 0 | 35 | 5 | 5 | On | Off | Off | 25 | 3 | 3 | 0 | 0 | 0
| 21 (8-9 pm) | 20 | 0 | 0 | 35 | 5 | 5 | On | Off | Off | 22 | 3 | 3 | 0 | 0 | 0
| 22 (9-10 pm) | 10 | 0 | 0 | 30 | 5 | 5 | On | Off | Off | 22 | 3 | 3 | 0 | 0 | 0
| 23 (10-11 pm) | 0 | 0 | 0 | 5 | 5 | 5 | Off | Off | Off | 12 | 3 | 3 | 0 | 0 | 0
| 24 (11-12 am) | 0 | 0 | 0 | 5 | 5 | 5 | Off | Off | Off | 9 | 3 | 3 | 0 | 0 | 0
Warehouse Occupancy | 1 (12-1 am) | 0 | 0 | 0 | 5 | 5 | 5 | Off | Off | Off | 2 | 2 | 2 | 0 | 0 | 0
| 2 (1-2 am) | 0 | 0 | 0 | 5 | 5 | 5 | Off | Off | Off | 2 | 2 | 2 | 0 | 0 | 0
| 3 (2-3 am) | 0 | 0 | 0 | 5 | 5 | 5 | Off | Off | Off | 2 | 2 | 2 | 0 | 0 | 0
| 4 (3-4 am) | 0 | 0 | 0 | 5 | 5 | 5 | Off | Off | Off | 2 | 2 | 2 | 0 | 0 | 0
| 5 (4-5 am) | 0 | 0 | 0 | 5 | 5 | 5 | Off | Off | Off | 5 | 2 | 2 | 0 | 0 | 0
| 6 (5-6 am) | 0 | 0 | 0 | 5 | 5 | 5 | Off | Off | Off | 7 | 2 | 2 | 0 | 0 | 0
| 7 (6-7 am) | 0 | 0 | 0 | 5 | 5 | 5 | Off | Off | Off | 7 | 2 | 2 | 0 | 0 | 0
| 8 (7-8 am) | 15 | 0 | 0 | 40 | 5 | 5 | On | Off | Off | 10 | 2 | 2 | 0 | 0 | 0
| 9 (8-9 am) | 70 | 20 | 0 | 70 | 8 | 5 | On | On | Off | 30 | 6 | 2 | 0 | 0 | 0
| 10 (9-10 am) | 90 | 20 | 0 | 90 | 24 | 5 | On | On | Off | 36 | 12 | 2 | 0 | 0 | 0
| 11 (10-11 am) | 90 | 20 | 0 | 90 | 24 | 5 | On | On | Off | 36 | 12 | 2 | 30 | 0 | 0
| 12 (11-12 pm) | 90 | 20 | 0 | 90 | 24 | 5 | On | On | Off | 46 | 17 | 2 | 0 | 0 | 0
| 13 (12-1 pm) | 50 | 10 | 0 | 80 | 5 | 5 | On | On | Off | 57 | 4 | 4 | 0 | 0 | 0
| 14 (1-2 pm) | 85 | 10 | 0 | 90 | 5 | 5 | On | On | Off | 43 | 4 | 4 | 0 | 0 | 0
| 15 (2-3 pm) | 85 | 10 | 0 | 90 | 5 | 5 | On | On | Off | 38 | 2 | 2 | 0 | 0 | 0
| 16 (3-4 pm) | 85 | 10 | 0 | 90 | 5 | 5 | On | On | Off | 40 | 2 | 2 | 40 | 0 | 0
| 17 (4-5 pm) | 20 | 0 | 0 | 90 | 5 | 5 | On | Off | Off | 30 | 2 | 2 | 0 | 0 | 0
| 18 (5-6 pm) | 0 | 0 | 0 | 30 | 5 | 5 | Off | Off | Off | 18 | 2 | 2 | 0 | 0 | 0
| 19 (6-7 pm) | 0 | 0 | 0 | 5 | 5 | 5 | Off | Off | Off | 3 | 2 | 2 | 0 | 0 | 0
| 20 (7-8 pm) | 0 | 0 | 0 | 5 | 5 | 5 | Off | Off | Off | 3 | 2 | 2 | 0 | 0 | 0
| 21 (8-9 pm) | 0 | 0 | 0 | 5 | 5 | 5 | Off | Off | Off | 3 | 2 | 2 | 0 | 0 | 0
| 22 (9-10 pm) | 0 | 0 | 0 | 5 | 5 | 5 | Off | Off | Off | 3 | 2 | 2 | 0 | 0 | 0
| 23 (10-11 pm) | 0 | 0 | 0 | 5 | 5 | 5 | Off | Off | Off | 3 | 2 | 2 | 0 | 0 | 0
| 24 (11-12 am) | 0 | 0 | 0 | 5 | 5 | 5 | Off | Off | Off | 3 | 2 | 2 | 0 | 0 | 0
| Hour of Day (Time) | Occupancy Schedule |  |  | Lighting Schedule |  |  | HVAC Schedule |  |  | Fume Hood Schedule |  |  | Eqpt Schedule - Typical Use |  |  | Eqpt Schedule - High Use
|  | Percent of Maximum Load |  |  | Percent of Maximum Load |  |  | On/Off |  |  | Percent of Maximum Load |  |  | Percent of Maximum Load |  |  | Percent of Maximum Load
|  | Weekday | Saturday | Sunday | Weekday | Saturday | Sunday | Weekday | Saturday | Sunday | Weekday | Saturday | Sunday | Weekday | Saturday | Sunday | Weekday | Saturday | Sunday
Laboratory Occupancy | 1 (12-1 am) | 5 | 5 | 5 | 20 | 10 | 10 | On | On | On | 53 | 53 | 53 | 20 | 20 | 20 | 100 | 100 | 100
| 2 (1-2 am) | 5 | 5 | 5 | 20 | 10 | 10 | On | On | On | 53 | 53 | 53 | 20 | 20 | 20 | 100 | 100 | 100
| 3 (2-3 am) | 5 | 5 | 5 | 20 | 10 | 10 | On | On | On | 53 | 53 | 53 | 20 | 20 | 20 | 100 | 100 | 100
| 4 (3-4 am) | 5 | 5 | 5 | 20 | 10 | 10 | On | On | On | 53 | 53 | 53 | 20 | 20 | 20 | 100 | 100 | 100
| 5 (4-5 am) | 5 | 5 | 5 | 20 | 10 | 10 | On | On | On | 53 | 53 | 53 | 20 | 20 | 20 | 100 | 100 | 100
| 6 (5-6 am) | 5 | 5 | 5 | 20 | 10 | 10 | On | On | On | 53 | 53 | 53 | 20 | 20 | 20 | 100 | 100 | 100
| 7 (6-7 am) | 5 | 5 | 5 | 30 | 10 | 10 | On | On | On | 53 | 53 | 53 | 20 | 30 | 30 | 100 | 100 | 100
| 8 (7-8 am) | 10 | 10 | 10 | 50 | 10 | 10 | On | On | On | 55 | 55 | 55 | 30 | 30 | 30 | 100 | 100 | 100
| 9 (8-9 am) | 20 | 10 | 10 | 90 | 40 | 40 | On | On | On | 60 | 55 | 55 | 40 | 40 | 40 | 100 | 100 | 100
| 10 (9-10 am) | 90 | 30 | 30 | 90 | 40 | 40 | On | On | On | 98 | 65 | 65 | 50 | 40 | 40 | 100 | 100 | 100
| 11 (10-11 am) | 90 | 30 | 30 | 90 | 40 | 40 | On | On | On | 98 | 65 | 65 | 50 | 40 | 40 | 100 | 100 | 100
| 12 (11-12 pm) | 45 | 30 | 30 | 90 | 40 | 40 | On | On | On | 98 | 65 | 65 | 50 | 40 | 40 | 100 | 100 | 100
| 13 (12-1 pm) | 45 | 30 | 30 | 80 | 20 | 20 | On | On | On | 73 | 65 | 65 | 40 | 30 | 30 | 100 | 100 | 100
| 14 (1-2 pm) | 90 | 10 | 10 | 90 | 20 | 20 | On | On | On | 98 | 55 | 55 | 50 | 30 | 30 | 100 | 100 | 100
| 15 (2-3 pm) | 90 | 10 | 10 | 90 | 20 | 20 | On | On | On | 98 | 55 | 55 | 50 | 30 | 30 | 100 | 100 | 100
| 16 (3-4 pm) | 90 | 10 | 10 | 90 | 20 | 20 | On | On | On | 98 | 55 | 55 | 50 | 30 | 30 | 100 | 100 | 100
| 17 (4-5 pm) | 90 | 10 | 10 | 90 | 20 | 20 | On | On | On | 98 | 55 | 55 | 50 | 30 | 30 | 100 | 100 | 100
| 18 (5-6 pm) | 90 | 10 | 10 | 90 | 10 | 10 | On | On | On | 65 | 55 | 55 | 40 | 20 | 20 | 100 | 100 | 100
| 19 (6-7 pm) | 30 | 5 | 5 | 50 | 10 | 10 | On | On | On | 55 | 53 | 53 | 30 | 20 | 20 | 100 | 100 | 100
| 20 (7-8 pm) | 10 | 5 | 5 | 50 | 10 | 10 | On | On | On | 55 | 53 | 53 | 30 | 20 | 20 | 100 | 100 | 100
| 21 (8-9 pm) | 10 | 5 | 5 | 30 | 10 | 10 | On | On | On | 53 | 53 | 53 | 20 | 20 | 20 | 100 | 100 | 100
| 22 (9-10 pm) | 10 | 5 | 5 | 30 | 10 | 10 | On | On | On | 53 | 53 | 53 | 20 | 20 | 20 | 100 | 100 | 100
| 23 (10-11 pm) | 5 | 5 | 5 | 20 | 10 | 10 | On | On | On | 53 | 53 | 53 | 20 | 20 | 20 | 100 | 100 | 100
| 24 (11-12 am) | 5 | 5 | 5 | 20 | 10 | 10 | On | On | On | 53 | 53 | 53 | 20 | 20 | 20 | 100 | 100 | 100

## License
Energy Model Input Translator
Copyright © 2010-2011, Rocky Mountain Institute <http://www.rmi.org>
All rights reserved.
Redistribution and use in source and binary forms, with or without modification, are permitted provided that the following conditions are met:
•Redistributions of source code must retain the above copyright notice, this list of conditions and the following disclaimer.
•Redistributions in binary form must reproduce the above copyright notice, this list of conditions and the following disclaimer in the documentation and/or other materials provided with the distribution.
•Neither the name of Rocky Mountain Institute nor the names of its contributors may be used to endorse or promote products derived from this software without specific prior written permission.
THIS SOFTWARE IS PROVIDED BY THE COPYRIGHT HOLDERS AND CONTRIBUTORS "AS IS" AND ANY EXPRESS OR IMPLIED WARRANTIES, INCLUDING, BUT NOT LIMITED TO, THE IMPLIED WARRANTIES OF MERCHANTABILITY AND FITNESS FOR A PARTICULAR PURPOSE ARE DISCLAIMED. IN NO EVENT SHALL THE COPYRIGHT HOLDER OR CONTRIBUTORS BE LIABLE FOR ANY DIRECT, INDIRECT, INCIDENTAL, SPECIAL, EXEMPLARY, OR CONSEQUENTIAL DAMAGES (INCLUDING, BUT NOT LIMITED TO, PROCUREMENT OF SUBSTITUTE GOODS OR SERVICES; LOSS OF USE, DATA, OR PROFITS; OR BUSINESS INTERRUPTION) HOWEVER CAUSED AND ON ANY THEORY OF LIABILITY, WHETHER IN CONTRACT, STRICT LIABILITY, OR TORT (INCLUDING NEGLIGENCE OR OTHERWISE) ARISING IN ANY WAY OUT OF THE USE OF THIS SOFTWARE, EVEN IF ADVISED OF THE POSSIBILITY OF SUCH DAMAGE.
Back to Main Page